## Sheet2
Nomor FPB | Tanggal FPB | Bulan | Jenis FPB | Perusahaan Peminta | Produk | Nama Produk | Code | Qty
C019.047957.FPB | 2024-01-02 11:26 | 1 | Cito | PT. Cobra Dental Indonesia ( Pusat ) | PT Cobra Dental Indonesia Cab Semarang | Meja Dental Simulator | 51362 | 2
C015.047339.FPB | 2024-01-02 12:40 | 1 | Cito | PT. Cobra Dental Indonesia ( Pusat ) | PT Cobra Dental Indonesia Cab Denpasar | Activated Carbon Filter Layer | 51078.SC.V102.04 | 1
C015.047339.FPB | 2024-01-02 12:40 | 1 | Cito | PT. Cobra Dental Indonesia ( Pusat ) | PT Cobra Dental Indonesia Cab Denpasar | 1st water filter vapor layer for C-AS & C-AS1 | 51090.C.AS.02 | 1
C035.047941.FPB | 2024-01-04 11:35 | 1 | Reguler | PT. Cobra Dental Indonesia ( Pusat ) | PT. Cobra Dental Indonesia Cab Bekasi | Kabel Ultrasonic Scaller Piezo | 5032 | 1
C006.047940.FPB | 2024-01-04 17:15 | 1 | Reguler | PT. Cobra Dental Indonesia ( Pusat ) | PT Cobra Dental Indonesia Cab Jakarta | Water Bottle without Cup CX-049 | 51005 | 2
C015.047707.FPB | 2024-01-05 07:16 | 1 | Reguler | PT. Cobra Dental Indonesia ( Pusat ) | PT Cobra Dental Indonesia Cab Denpasar | Dental Low Speed CX235 C1-2/Contra Angle Handpiece | 51150.C1-2 | 10
C034.048092.FPB | 2024-01-06 09:11 | 1 | Reguler | PT. Cobra Dental Indonesia ( Pusat ) | PT. Cobra Dental Indonesia Cab Banjarmasin | 3-Way Straight Syringe CX-122 | 51048 | 5
C049.048262.FPB | 2024-01-10 15:31 | 1 | Cito | PT. Cobra Dental Indonesia ( Pusat ) | PT. Cobra Dental Indonesia Cab Pontianak | Single Air Switch CX-219 | 51034 | 5
C049.048262.FPB | 2024-01-10 15:31 | 1 | Cito | PT. Cobra Dental Indonesia ( Pusat ) | PT. Cobra Dental Indonesia Cab Pontianak | Electric-magnetic Valve CX-097 | 51032 | 5
C007.048393.FPB | 2024-01-12 10:56 | 1 | Reguler | PT. Cobra Dental Indonesia ( Pusat ) | PT Cobra Dental Indonesia Cab Surabaya | Dental Low Speed CX235 C1-2/Contra Angle Handpiece | 51150.C1-2 | 10
C007.048393.FPB | 2024-01-12 10:56 | 1 | Reguler | PT. Cobra Dental Indonesia ( Pusat ) | PT Cobra Dental Indonesia Cab Surabaya | Dental Low Speed CX235 S-2A/Straight Handpiece | 51150.S-2A | 10
C007.048393.FPB | 2024-01-12 10:56 | 1 | Reguler | PT. Cobra Dental Indonesia ( Pusat ) | PT Cobra Dental Indonesia Cab Surabaya | CX235C7 C7-1 Dental Low Speed Handpieces (Hanpiece Ring Merah) | 51151.C7-1 | 5
C048.047712.FPB | 2024-01-16 11:45 | 1 | Reguler | PT. Cobra Dental Indonesia ( Pusat ) | PT. Cobra Dental Indonesia Cab Makassar - Unhas | Dental Low Speed CX235 C1-2/Contra Angle Handpiece | 51150.C1-2 | 1
C006.048748.FPB | 2024-01-16 16:08 | 1 | Cito | PT. Cobra Dental Indonesia ( Pusat ) | PT Cobra Dental Indonesia Cab Jakarta | Intraoral Camera Cable For DA 500 | 51333 | 5
C014.048553.FPB | 2024-01-17 13:10 | 1 | Reguler | PT. Cobra Dental Indonesia ( Pusat ) | PT Cobra Dental Indonesia Cab Bandung - Unpad | Water Bottle In White Plastic CX-266 | 5995 | 10
C037.048375.FPB | 2024-01-18 11:32 | 1 | Cito | PT. Cobra Dental Indonesia ( Pusat ) | PT. Cobra Dental Indonesia Cab Pejaten | 2# Round Foot Pedal CX-104 | 51039 | 1
C037.048375.FPB | 2024-01-18 11:32 | 1 | Cito | PT. Cobra Dental Indonesia ( Pusat ) | PT. Cobra Dental Indonesia Cab Pejaten | Lamp Arm CX-213 | 51186 | 5
C037.048375.FPB | 2024-01-18 11:32 | 1 | Cito | PT. Cobra Dental Indonesia ( Pusat ) | PT. Cobra Dental Indonesia Cab Pejaten | Single Air Switch CX-079 | 51013 | 6
C037.048375.FPB | 2024-01-18 11:32 | 1 | Cito | PT. Cobra Dental Indonesia ( Pusat ) | PT. Cobra Dental Indonesia Cab Pejaten | Single Air Switch CX-219 | 51034 | 6
C037.048375.FPB | 2024-01-18 11:32 | 1 | Cito | PT. Cobra Dental Indonesia ( Pusat ) | PT. Cobra Dental Indonesia Cab Pejaten | Strong/Weak Sucking Pipe (set) CX-045 | 51002 | 10
C037.048375.FPB | 2024-01-18 11:32 | 1 | Cito | PT. Cobra Dental Indonesia ( Pusat ) | PT. Cobra Dental Indonesia Cab Pejaten | Slang Pam / 0,5 Meter | 5087 | 43
C042.048837.FPB | 2024-01-19 08:56 | 1 | Cito | PT. Cobra Dental Indonesia ( Pusat ) | PT. Cobra Dental Indonesia Cab Balikpapan | 12.02.0260 HEATING STICK For Tanda Color 2.0 | 51365 | 1
C027.048805.FPB | 2024-01-19 09:53 | 1 | Cito | PT. Cobra Dental Indonesia ( Pusat ) | PT. Cobra Dental Indonesia Cab Medan | Stool Gas Spring CX-273 | 5977 | 2
C027.048805.FPB | 2024-01-19 09:53 | 1 | Cito | PT. Cobra Dental Indonesia ( Pusat ) | PT. Cobra Dental Indonesia Cab Medan | Check Valve Kompresor | 5230 | 3
C027.048805.FPB | 2024-01-19 09:53 | 1 | Cito | PT. Cobra Dental Indonesia ( Pusat ) | PT. Cobra Dental Indonesia Cab Medan | Tubing for Sputum Sucker CX-222 | 51041 | 3
C027.048805.FPB | 2024-01-19 09:53 | 1 | Cito | PT. Cobra Dental Indonesia ( Pusat ) | PT. Cobra Dental Indonesia Cab Medan | Strong Sucking Valve CX-089 | 51024 | 5
C050.048001.FPB | 2024-01-20 08:43 | 1 | Reguler | PT. Cobra Dental Indonesia ( Pusat ) | PT. Cobra Dental Indonesia Cab Makassar - Manado | Slang Pam / 0,5 Meter | 5087 | 14
C050.048001.FPB | 2024-01-20 08:43 | 1 | Reguler | PT. Cobra Dental Indonesia ( Pusat ) | PT. Cobra Dental Indonesia Cab Makassar - Manado | Slang PU 3 x 2 / 0,5 Meter | 5088 | 54
C050.048001.FPB | 2024-01-20 08:43 | 1 | Reguler | PT. Cobra Dental Indonesia ( Pusat ) | PT. Cobra Dental Indonesia Cab Makassar - Manado | Slang PU 6 X 4 / 0,5 Meter | 5089 | 50
C050.048001.FPB | 2024-01-20 08:43 | 1 | Reguler | PT. Cobra Dental Indonesia ( Pusat ) | PT. Cobra Dental Indonesia Cab Makassar - Manado | Slang PU Kecil Ukuran 4 x 2 / 0,5 Meter | 5083 | 80
C001.049024.FPB | 2024-01-22 10:42 | 1 | Reguler | PT. Cobra Dental Indonesia ( Pusat ) | PT Cobra Dental Indonesia Cab Yogyakarta | 2# Round Foot Pedal CX-104 | 51039 | 2
C001.049024.FPB | 2024-01-22 10:42 | 1 | Reguler | PT. Cobra Dental Indonesia ( Pusat ) | PT Cobra Dental Indonesia Cab Yogyakarta | Water Bottle In White Plastic CX-266 | 5995 | 3
C034.048626.FPB | 2024-01-22 11:48 | 1 | Reguler | PT. Cobra Dental Indonesia ( Pusat ) | PT. Cobra Dental Indonesia Cab Banjarmasin | 3-Way Straight Syringe CX-122 | 51048 | 2
C042.048627.FPB | 2024-01-22 15:25 | 1 | Reguler | PT. Cobra Dental Indonesia ( Pusat ) | PT. Cobra Dental Indonesia Cab Balikpapan | Dental Low Speed CX235 S-2A/Straight Handpiece | 51150.S-2A | 2
C015.048592.FPB | 2024-01-23 08:43 | 1 | Reguler | PT. Cobra Dental Indonesia ( Pusat ) | PT Cobra Dental Indonesia Cab Denpasar | 2# Holder Valve CX-092 | 51027 | 4
C049.049127.FPB | 2024-01-23 12:19 | 1 | Cito | PT. Cobra Dental Indonesia ( Pusat ) | PT. Cobra Dental Indonesia Cab Pontianak | Nepel Kuningan | 51338 | 5
C049.049127.FPB | 2024-01-23 12:19 | 1 | Cito | PT. Cobra Dental Indonesia ( Pusat ) | PT. Cobra Dental Indonesia Cab Pontianak | Electro Surgery Tip/T3 Large loop | 51075.TE0001.032RH | 5
C016.049301.FPB | 2024-01-24 09:20 | 1 | Dental Unit | PT. Cobra Dental Indonesia ( Pusat ) | PT Cobra Dental Indonesia Cab Makassar | Monitor Holder | 51329 | 1
C016.049301.FPB | 2024-01-24 09:20 | 1 | Dental Unit | PT. Cobra Dental Indonesia ( Pusat ) | PT Cobra Dental Indonesia Cab Makassar | Monitor Holder | 51329 | 1
C034.049223.FPB | 2024-01-24 11:25 | 1 | Cito | PT. Cobra Dental Indonesia ( Pusat ) | PT. Cobra Dental Indonesia Cab Banjarmasin | LED Operation Lamp CX-204 | 5982 | 1
C023.049089.FPB | 2024-01-24 14:10 | 1 | Reguler | PT. Cobra Dental Indonesia ( Pusat ) | PT Cobra Dental Indonesia Cab Purwokerto | Bearing Woodpecker | 5331 | 1
C049.049390.FPB | 2024-01-26 09:54 | 1 | Reguler | PT. Cobra Dental Indonesia ( Pusat ) | PT. Cobra Dental Indonesia Cab Pontianak | Electro Surgery Tip/T7 Fine oval loop | 51075.TE0001.072RH | 2
C049.049390.FPB | 2024-01-26 09:54 | 1 | Reguler | PT. Cobra Dental Indonesia ( Pusat ) | PT. Cobra Dental Indonesia Cab Pontianak | Electro Surgery Tip/T4 Fine wire | 51075.TE0001.042RH | 3
C049.049390.FPB | 2024-01-26 09:54 | 1 | Reguler | PT. Cobra Dental Indonesia ( Pusat ) | PT. Cobra Dental Indonesia Cab Pontianak | Electro Surgery Tip /T1 Diamond shaped | 51075.TE0001.012RH | 3
C007.049285.FPB | 2024-01-26 12:57 | 1 | Reguler | PT. Cobra Dental Indonesia ( Pusat ) | PT Cobra Dental Indonesia Cab Surabaya | Dental Low Speed CX235 S-2A/Straight Handpiece | 51150.S-2A | 10
C007.049478.FPB | 2024-01-26 12:57 | 1 | Cito | PT. Cobra Dental Indonesia ( Pusat ) | PT Cobra Dental Indonesia Cab Surabaya | 2# Holder Valve CX-092 | 51027 | 5
C007.049478.FPB | 2024-01-26 12:57 | 1 | Cito | PT. Cobra Dental Indonesia ( Pusat ) | PT Cobra Dental Indonesia Cab Surabaya | 1# Holder Valve CX-091 | 51026 | 5
C007.049478.FPB | 2024-01-26 12:57 | 1 | Cito | PT. Cobra Dental Indonesia ( Pusat ) | PT Cobra Dental Indonesia Cab Surabaya | Single Air Switch CX-219 | 51034 | 10
C006.049773.FPB | 2024-01-29 09:57 | 1 | Cito | PT. Cobra Dental Indonesia ( Pusat ) | PT Cobra Dental Indonesia Cab Jakarta | Stabilizer Arakawa 2KVA | 51347 | 1
C006.049773.FPB | 2024-01-29 09:57 | 1 | Cito | PT. Cobra Dental Indonesia ( Pusat ) | PT Cobra Dental Indonesia Cab Jakarta | Stabilizer Arakawa 7,5KVA | 51413 | 2
C029.049292.FPB | 2024-01-29 12:22 | 1 | Reguler | PT. Cobra Dental Indonesia ( Pusat ) | PT. Cobra Dental Indonesia Cab Malang | ceramic spittoon basin | 51400 | 1
C029.049292.FPB | 2024-01-29 12:22 | 1 | Reguler | PT. Cobra Dental Indonesia ( Pusat ) | PT. Cobra Dental Indonesia Cab Malang | Up Motor N4000 CX-060 | 5987 | 1
C029.049292.FPB | 2024-01-29 12:22 | 1 | Reguler | PT. Cobra Dental Indonesia ( Pusat ) | PT. Cobra Dental Indonesia Cab Malang | Down Motor N8000 CX-059 | 5988 | 1
C027.049289.FPB | 2024-01-29 13:35 | 1 | Cito | PT. Cobra Dental Indonesia ( Pusat ) | PT. Cobra Dental Indonesia Cab Medan | Progpam Control Box (Without memory) CX-061 | 51191 | 5
C027.049289.FPB | 2024-01-29 13:35 | 1 | Cito | PT. Cobra Dental Indonesia ( Pusat ) | PT. Cobra Dental Indonesia Cab Medan | Holder Valve CX-093 | 51028 | 10
C027.049289.FPB | 2024-01-29 13:35 | 1 | Cito | PT. Cobra Dental Indonesia ( Pusat ) | PT. Cobra Dental Indonesia Cab Medan | General Valve CX-081 | 51015 | 10
C036.049302.FPB | 2024-01-29 15:56 | 1 | Reguler | PT. Cobra Dental Indonesia ( Pusat ) | PT. Cobra Dental Indonesia Cab Kediri | Kabel Ultrasonic Scaller Piezo | 5032 | 1
C013.049507.FPB | 2024-01-30 09:28 | 1 | Reguler | PT. Cobra Dental Indonesia ( Pusat ) | PT Cobra Dental Indonesia Cab Bandung | Dental Low Speed CX235 C1-2/Contra Angle Handpiece | 51150.C1-2 | 2
C013.049507.FPB | 2024-01-30 09:28 | 1 | Reguler | PT. Cobra Dental Indonesia ( Pusat ) | PT Cobra Dental Indonesia Cab Bandung | Intraoral Camera Cable For DA 500 | 51333 | 2
C016.049468.FPB | 2024-01-30 10:08 | 1 | Dental Unit | PT. Cobra Dental Indonesia ( Pusat ) | PT Cobra Dental Indonesia Cab Makassar | Monitor Holder | 51329 | 1
C034.049073.FPB | 2024-01-30 11:43 | 1 | Reguler | PT. Cobra Dental Indonesia ( Pusat ) | PT. Cobra Dental Indonesia Cab Banjarmasin | 3-Way Straight Syringe CX-122 | 51048 | 1
C006.049826.FPB | 2024-01-30 12:12 | 1 | Cito | PT. Cobra Dental Indonesia ( Pusat ) | PT Cobra Dental Indonesia Cab Jakarta | Intraoral Camera Cable For DA 500 | 51333 | 5
C029.049814.FPB | 2024-01-30 12:12 | 1 | Reguler | PT. Cobra Dental Indonesia ( Pusat ) | PT. Cobra Dental Indonesia Cab Malang | Intraoral Camera Cable For DA 500 | 51333 | 1
C037.049814.FPB | 2024-01-30 12:12 | 1 | Cito | PT. Cobra Dental Indonesia ( Pusat ) | PT. Cobra Dental Indonesia Cab Pejaten | Lamp Arm CX-213 | 51186 | 1
C037.049814.FPB | 2024-01-30 12:12 | 1 | Cito | PT. Cobra Dental Indonesia ( Pusat ) | PT. Cobra Dental Indonesia Cab Pejaten | Foot Control with 6 Functions CX-108 | 51040 | 1
C037.049814.FPB | 2024-01-30 12:12 | 1 | Cito | PT. Cobra Dental Indonesia ( Pusat ) | PT. Cobra Dental Indonesia Cab Pejaten | ceramic spittoon basin | 51400 | 2
C037.049814.FPB | 2024-01-30 12:12 | 1 | Cito | PT. Cobra Dental Indonesia ( Pusat ) | PT. Cobra Dental Indonesia Cab Pejaten | Treatment Circuit Board | 51409 | 2
C037.049814.FPB | 2024-01-30 12:12 | 1 | Cito | PT. Cobra Dental Indonesia ( Pusat ) | PT. Cobra Dental Indonesia Cab Pejaten | Main control board | 51218.CD02-01-07 | 3
C037.049814.FPB | 2024-01-30 12:12 | 1 | Cito | PT. Cobra Dental Indonesia ( Pusat ) | PT. Cobra Dental Indonesia Cab Pejaten | Kabel Ultrasonic Scaller Piezo | 5032 | 4
C037.049814.FPB | 2024-01-30 12:12 | 1 | Cito | PT. Cobra Dental Indonesia ( Pusat ) | PT. Cobra Dental Indonesia Cab Pejaten | HANDLE LAMPU LED | 51364 | 6
C037.049814.FPB | 2024-01-30 12:12 | 1 | Cito | PT. Cobra Dental Indonesia ( Pusat ) | PT. Cobra Dental Indonesia Cab Pejaten | Handle Lampu LED DU K-502?pari) | 51402 | 10
C037.049814.FPB | 2024-01-30 12:12 | 1 | Cito | PT. Cobra Dental Indonesia ( Pusat ) | PT. Cobra Dental Indonesia Cab Pejaten | Air-electrical Valve CX-096 | 51031 | 30
C015.049264.FPB | 2024-01-30 14:16 | 1 | Cito | PT. Cobra Dental Indonesia ( Pusat ) | PT Cobra Dental Indonesia Cab Denpasar | Doctor Stool CX-009 | 5973 | 1
C007.049681.FPB | 2024-01-31 10:03 | 1 | Cito | PT. Cobra Dental Indonesia ( Pusat ) | PT Cobra Dental Indonesia Cab Surabaya | Cellenoid Woodpecker | 5215 | 5
C007.049681.FPB | 2024-01-31 10:03 | 1 | Cito | PT. Cobra Dental Indonesia ( Pusat ) | PT Cobra Dental Indonesia Cab Surabaya | Kabel Ultrasonic Scaller Piezo | 5032 | 5
C012.049398.FPB | 2024-01-31 11:12 | 1 | Cito | PT. Cobra Dental Indonesia ( Pusat ) | PT Cobra Dental Indonesia Cab Jember | Dental Low Speed CX235 S-2A/Straight Handpiece | 51150.S-2A | 5
C001.049656.FPB | 2024-01-31 11:28 | 1 | Cito | PT. Cobra Dental Indonesia ( Pusat ) | PT Cobra Dental Indonesia Cab Yogyakarta | Slang Pam / 0,5 Meter | 5087 | 24
C001.049656.FPB | 2024-01-31 11:28 | 1 | Cito | PT. Cobra Dental Indonesia ( Pusat ) | PT Cobra Dental Indonesia Cab Yogyakarta | Slang PU 3 x 2 / 0,5 Meter | 5088 | 118
C001.049850.FPB | 2024-01-31 11:40 | 1 | Cito | PT. Cobra Dental Indonesia ( Pusat ) | PT Cobra Dental Indonesia Cab Yogyakarta | Steam Generator Kit | 5825.BS05008 | 1
C001.049850.FPB | 2024-01-31 11:40 | 1 | Cito | PT. Cobra Dental Indonesia ( Pusat ) | PT Cobra Dental Indonesia Cab Yogyakarta | Normal-open Valve | 5822.LS05043 | 1
C001.049850.FPB | 2024-01-31 11:40 | 1 | Cito | PT. Cobra Dental Indonesia ( Pusat ) | PT Cobra Dental Indonesia Cab Yogyakarta | Heating Ring | 5832.LS06004 | 1
C001.049850.FPB | 2024-01-31 11:40 | 1 | Cito | PT. Cobra Dental Indonesia ( Pusat ) | PT Cobra Dental Indonesia Cab Yogyakarta | Round Rotatable Plate CX-031 | 5994 | 4
C012.049897.FPB | 2024-01-31 12:24 | 1 | Reguler | PT. Cobra Dental Indonesia ( Pusat ) | PT Cobra Dental Indonesia Cab Jember | Dental Low Speed CX235 S-2A/Straight Handpiece | 51150.S-2A | 5
C031.049620.FPB | 2024-01-31 15:48 | 1 | Reguler | PT. Cobra Dental Indonesia ( Pusat ) | PT. Cobra Dental Indonesia Cab Surakarta | Water Bottle In White Plastic CX-266 | 5995 | 7
C037.050211.FPB | 2024-02-03 12:13 | 2 | Cito | PT. Cobra Dental Indonesia ( Pusat ) | PT. Cobra Dental Indonesia Cab Pejaten | Spittoon drainer (set of 5) | 51412 | 2
C037.050211.FPB | 2024-02-03 12:13 | 2 | Cito | PT. Cobra Dental Indonesia ( Pusat ) | PT. Cobra Dental Indonesia Cab Pejaten | 2# Round Foot Pedal CX-104 | 51039 | 2
C037.050211.FPB | 2024-02-03 12:13 | 2 | Cito | PT. Cobra Dental Indonesia ( Pusat ) | PT. Cobra Dental Indonesia Cab Pejaten | Tube for Flushing & Water Supply (Set) CX-102 | 51012 | 3
C037.050211.FPB | 2024-02-03 12:13 | 2 | Cito | PT. Cobra Dental Indonesia ( Pusat ) | PT. Cobra Dental Indonesia Cab Pejaten | LED operation lamp | 51411 | 3
C037.050211.FPB | 2024-02-03 12:13 | 2 | Cito | PT. Cobra Dental Indonesia ( Pusat ) | PT. Cobra Dental Indonesia Cab Pejaten | Main control board sticker | 51397 | 4
C037.050211.FPB | 2024-02-03 12:13 | 2 | Cito | PT. Cobra Dental Indonesia ( Pusat ) | PT. Cobra Dental Indonesia Cab Pejaten | Water Adjustor CX-084 | 51019 | 5
C037.050211.FPB | 2024-02-03 12:13 | 2 | Cito | PT. Cobra Dental Indonesia ( Pusat ) | PT. Cobra Dental Indonesia Cab Pejaten | Big bellows | 51390 | 5
C037.050211.FPB | 2024-02-03 12:13 | 2 | Cito | PT. Cobra Dental Indonesia ( Pusat ) | PT. Cobra Dental Indonesia Cab Pejaten | Small bellows | 51389 | 5
C037.050211.FPB | 2024-02-03 12:13 | 2 | Cito | PT. Cobra Dental Indonesia ( Pusat ) | PT. Cobra Dental Indonesia Cab Pejaten | Saliva filter cup | 51388 | 5
C037.050211.FPB | 2024-02-03 12:13 | 2 | Cito | PT. Cobra Dental Indonesia ( Pusat ) | PT. Cobra Dental Indonesia Cab Pejaten | program controller | 51399 | 6
C037.050211.FPB | 2024-02-03 12:13 | 2 | Cito | PT. Cobra Dental Indonesia ( Pusat ) | PT. Cobra Dental Indonesia Cab Pejaten | Intraoral Camera Cable For DA 500 | 51333 | 10
C037.050211.FPB | 2024-02-03 12:13 | 2 | Cito | PT. Cobra Dental Indonesia ( Pusat ) | PT. Cobra Dental Indonesia Cab Pejaten | Syringe (Two Tip) CX-121 | 51047 | 10
C037.050211.FPB | 2024-02-03 12:13 | 2 | Cito | PT. Cobra Dental Indonesia ( Pusat ) | PT. Cobra Dental Indonesia Cab Pejaten | 1 minute to 6 internal teeth straight through | 51385 | 10
C037.050211.FPB | 2024-02-03 12:13 | 2 | Cito | PT. Cobra Dental Indonesia ( Pusat ) | PT. Cobra Dental Indonesia Cab Pejaten | 1 point to 6 external tooth connector | 51384 | 10
C037.050211.FPB | 2024-02-03 12:13 | 2 | Cito | PT. Cobra Dental Indonesia ( Pusat ) | PT. Cobra Dental Indonesia Cab Pejaten | Water Bottle without Cup CX-049 | 51005 | 15
C037.050211.FPB | 2024-02-03 12:13 | 2 | Cito | PT. Cobra Dental Indonesia ( Pusat ) | PT. Cobra Dental Indonesia Cab Pejaten | 4-Hole Handpiece Tubing CX-110 | 51042 | 15
C013.050183.FPB | 2024-02-06 10:11 | 2 | Cito | PT. Cobra Dental Indonesia ( Pusat ) | PT Cobra Dental Indonesia Cab Bandung | Slang Pam / 0,5 Meter | 5087 | 20
C006.049826.FPB | 2024-02-06 19:04 | 2 | Cito | PT. Cobra Dental Indonesia ( Pusat ) | PT Cobra Dental Indonesia Cab Jakarta | Intraoral Camera Cable For DA 500 | 51333 | 5
C029.049814.FPB | 2024-02-07 10:51 | 2 | Reguler | PT. Cobra Dental Indonesia ( Pusat ) | PT. Cobra Dental Indonesia Cab Malang | Intraoral Camera Cable For DA 500 | 51333 | 1
C007.050159.FPB | 2024-02-07 11:40 | 2 | Reguler | PT. Cobra Dental Indonesia ( Pusat ) | PT Cobra Dental Indonesia Cab Surabaya | Dental Low Speed CX235 S-2A/Straight Handpiece | 51150.S-2A | 10
C019.050113.FPB | 2024-02-09 09:36 | 2 | Reguler | PT. Cobra Dental Indonesia ( Pusat ) | PT Cobra Dental Indonesia Cab Semarang | Syringe (Two Tip) CX-121 | 51047 | 1
C023.050112.FPB | 2024-02-09 10:03 | 2 | Reguler | PT. Cobra Dental Indonesia ( Pusat ) | PT Cobra Dental Indonesia Cab Purwokerto | Plate Indifference E1 6.3 mm | 51074.EU0004.062RH | 1
C049.049390.FPB | 2024-02-09 12:59 | 2 | Reguler | PT. Cobra Dental Indonesia ( Pusat ) | PT. Cobra Dental Indonesia Cab Pontianak | Electro Surgery Tip/T7 Fine oval loop | 51075.TE0001.072RH | 2
C049.049390.FPB | 2024-02-09 12:59 | 2 | Reguler | PT. Cobra Dental Indonesia ( Pusat ) | PT. Cobra Dental Indonesia Cab Pontianak | Electro Surgery Tip/T4 Fine wire | 51075.TE0001.042RH | 3
C049.049390.FPB | 2024-02-09 12:59 | 2 | Reguler | PT. Cobra Dental Indonesia ( Pusat ) | PT. Cobra Dental Indonesia Cab Pontianak | Electro Surgery Tip /T1 Diamond shaped | 51075.TE0001.012RH | 3
C012.049897.FPB | 2024-02-12 13:40 | 2 | Reguler | PT. Cobra Dental Indonesia ( Pusat ) | PT Cobra Dental Indonesia Cab Jember | Dental Low Speed CX235 S-2A/Straight Handpiece | 51150.S-2A | 5
C034.050423.FPB | 2024-02-13 15:13 | 2 | Cito | PT. Cobra Dental Indonesia ( Pusat ) | PT. Cobra Dental Indonesia Cab Banjarmasin | Intraoral Camera Cable For DA 500 | 51333 | 2
C016.049468.FPB | 2024-02-15 13:16 | 2 | Dental Unit | PT. Cobra Dental Indonesia ( Pusat ) | PT Cobra Dental Indonesia Cab Makassar | Monitor Holder | 51329 | 1
C041.050257.FPB | 2024-02-17 11:15 | 2 | Reguler | PT. Cobra Dental Indonesia ( Pusat ) | PT. Cobra Dental Indonesia Cab Bogor | Dental Low Speed CX235 S-2A/Straight Handpiece | 51150.S-2A | 2
C019.050500.FPB | 2024-02-17 12:49 | 2 | Reguler | PT. Cobra Dental Indonesia ( Pusat ) | PT Cobra Dental Indonesia Cab Semarang | Steam Generator Kit | 5825.BS05008 | 1
C007.050462.FPB | 2024-02-17 13:10 | 2 | Cito | PT. Cobra Dental Indonesia ( Pusat ) | PT Cobra Dental Indonesia Cab Surabaya | Lamp Arm CX-213 | 51186 | 2
C007.050580.FPB | 2024-02-17 13:12 | 2 | Reguler | PT. Cobra Dental Indonesia ( Pusat ) | PT Cobra Dental Indonesia Cab Surabaya | Doctor Stool CX-008 | 5972 | 1
C023.050511.FPB | 2024-02-19 13:53 | 2 | Reguler | PT. Cobra Dental Indonesia ( Pusat ) | PT Cobra Dental Indonesia Cab Purwokerto | Round Rotatable Plate CX-031 | 5994 | 2
C034.050834.FPB | 2024-02-20 12:44 | 2 | Cito | PT. Cobra Dental Indonesia ( Pusat ) | PT. Cobra Dental Indonesia Cab Banjarmasin | Foot Control with 6 Functions CX-108 | 51040 | 1
C034.050834.FPB | 2024-02-20 12:44 | 2 | Cito | PT. Cobra Dental Indonesia ( Pusat ) | PT. Cobra Dental Indonesia Cab Banjarmasin | 4-Hole Handpiece Tubing CX-110 | 51042 | 4
C001.050905.FPB | 2024-02-20 13:04 | 2 | Cito | PT. Cobra Dental Indonesia ( Pusat ) | PT Cobra Dental Indonesia Cab Yogyakarta | Comp Ring Kompresor Swan | 5182 | 1
C041.050647.FPB | 2024-02-21 09:49 | 2 | Reguler | PT. Cobra Dental Indonesia ( Pusat ) | PT. Cobra Dental Indonesia Cab Bogor | Dental Low Speed CX235 S-2A/Straight Handpiece | 51150.S-2A | 2
C037.050206.FPB | 2024-02-21 11:03 | 2 | Cito | PT. Cobra Dental Indonesia ( Pusat ) | PT. Cobra Dental Indonesia Cab Pejaten | Power Switch | 5838.LS05005 | 2
C021.050250.FPB | 2024-02-21 14:14 | 2 | Reguler | PT. Cobra Dental Indonesia ( Pusat ) | PT Cobra Dental Indonesia Cab Palembang | program controller | 51399 | 2
C006.050642.FPB | 2024-02-22 09:24 | 2 | Reguler | PT. Cobra Dental Indonesia ( Pusat ) | PT Cobra Dental Indonesia Cab Jakarta | Intraoral Camera Cable For DA 500 | 51333 | 5
C019.050865.FPB | 2024-02-22 09:31 | 2 | Cito | PT. Cobra Dental Indonesia ( Pusat ) | PT Cobra Dental Indonesia Cab Semarang | Steam Generator Kit | 5825.BS05008 | 1
C025.050757.FPB | 2024-02-22 10:28 | 2 | Cito | PT. Cobra Dental Indonesia ( Pusat ) | PT Cobra Dental Indonesia Cab Yogyakarta - GAMA | Stabilizer Arakawa 2KVA | 51347 | 1
C049.051043.FPB | 2024-02-22 10:58 | 2 | Reguler | PT. Cobra Dental Indonesia ( Pusat ) | PT. Cobra Dental Indonesia Cab Pontianak | 2# Air Reducer CX-099 | 51035 | 5
C007.050944.FPB | 2024-02-23 10:24 | 2 | Reguler | PT. Cobra Dental Indonesia ( Pusat ) | PT Cobra Dental Indonesia Cab Surabaya | Foot Control with 6 Functions CX-108 | 51040 | 2
C023.050973.FPB | 2024-02-23 13:43 | 2 | Cito | PT. Cobra Dental Indonesia ( Pusat ) | PT Cobra Dental Indonesia Cab Purwokerto | Carbon Brush For Rotax | 5278 | 1
C023.050973.FPB | 2024-02-23 13:43 | 2 | Cito | PT. Cobra Dental Indonesia ( Pusat ) | PT Cobra Dental Indonesia Cab Purwokerto | Membran Kompresor Swan | 5181 | 1
C029.050561.FPB | 2024-02-24 09:35 | 2 | Reguler | PT. Cobra Dental Indonesia ( Pusat ) | PT. Cobra Dental Indonesia Cab Malang | Electro Surgery Tip/T4 Fine wire | 51075.TE0001.042RH | 5
C029.050561.FPB | 2024-02-24 09:35 | 2 | Reguler | PT. Cobra Dental Indonesia ( Pusat ) | PT. Cobra Dental Indonesia Cab Malang | Electro Surgery Tip/T5 Heavy wire | 51075.TE0001.052RH | 5
C025.051031.FPB | 2024-02-26 10:53 | 2 | Cito | PT. Cobra Dental Indonesia ( Pusat ) | PT Cobra Dental Indonesia Cab Yogyakarta - GAMA | 4-2 Adaptor CX-118 | 51046 | 33
C015.051202.FPB | 2024-02-26 15:49 | 2 | Reguler | PT. Cobra Dental Indonesia ( Pusat ) | PT Cobra Dental Indonesia Cab Denpasar | Dental Low Speed CX235 C1-2/Contra Angle Handpiece | 51150.C1-2 | 5
C034.051240.FPB | 2024-02-26 15:49 | 2 | Reguler | PT. Cobra Dental Indonesia ( Pusat ) | PT. Cobra Dental Indonesia Cab Banjarmasin | Water Bottle without Cup CX-049 | 51005 | 3
C034.051240.FPB | 2024-02-26 15:49 | 2 | Reguler | PT. Cobra Dental Indonesia ( Pusat ) | PT. Cobra Dental Indonesia Cab Banjarmasin | Water Bottle In White Plastic CX-266 | 5995 | 3
C042.051228.FPB | 2024-02-26 15:49 | 2 | Reguler | PT. Cobra Dental Indonesia ( Pusat ) | PT. Cobra Dental Indonesia Cab Balikpapan | Kabel Ultrasonic Scaller Piezo | 5032 | 1
C042.051228.FPB | 2024-02-26 15:49 | 2 | Reguler | PT. Cobra Dental Indonesia ( Pusat ) | PT. Cobra Dental Indonesia Cab Balikpapan | Kabel Ultrasonic Scaller Magnet | 5114 | 1
C037.051393.FPB | 2024-02-26 15:49 | 2 | Cito | PT. Cobra Dental Indonesia ( Pusat ) | PT. Cobra Dental Indonesia Cab Pejaten | Arm trim ring | 51398 | 2
C037.051393.FPB | 2024-02-26 15:49 | 2 | Cito | PT. Cobra Dental Indonesia ( Pusat ) | PT. Cobra Dental Indonesia Cab Pejaten | Auxiliary control box | 51387 | 1
C037.051393.FPB | 2024-02-26 15:49 | 2 | Cito | PT. Cobra Dental Indonesia ( Pusat ) | PT. Cobra Dental Indonesia Cab Pejaten | Punch head for cuspidor | 51403 | 2
C037.051393.FPB | 2024-02-26 15:49 | 2 | Cito | PT. Cobra Dental Indonesia ( Pusat ) | PT. Cobra Dental Indonesia Cab Pejaten | water unilateral | 51401 | 2
C037.051393.FPB | 2024-02-26 15:49 | 2 | Cito | PT. Cobra Dental Indonesia ( Pusat ) | PT. Cobra Dental Indonesia Cab Pejaten | Arm trim ring | 51398 | 2
C037.051393.FPB | 2024-02-26 15:49 | 2 | Cito | PT. Cobra Dental Indonesia ( Pusat ) | PT. Cobra Dental Indonesia Cab Pejaten | Assisstant Control Panel Sticker | 51392 | 3
C037.051393.FPB | 2024-02-26 15:49 | 2 | Cito | PT. Cobra Dental Indonesia ( Pusat ) | PT. Cobra Dental Indonesia Cab Pejaten | Electric-magnetic Valve CX-097 | 51032 | 4
C037.051393.FPB | 2024-02-26 15:49 | 2 | Cito | PT. Cobra Dental Indonesia ( Pusat ) | PT. Cobra Dental Indonesia Cab Pejaten | Tube for Flushing & Water Supply (Set) CX-102 | 51012 | 4
C037.051393.FPB | 2024-02-26 15:49 | 2 | Cito | PT. Cobra Dental Indonesia ( Pusat ) | PT. Cobra Dental Indonesia Cab Pejaten | Water Adjustor CX-084 | 51019 | 5
C037.051393.FPB | 2024-02-26 15:49 | 2 | Cito | PT. Cobra Dental Indonesia ( Pusat ) | PT. Cobra Dental Indonesia Cab Pejaten | Three way valve | 51396 | 5
C037.051393.FPB | 2024-02-26 15:49 | 2 | Cito | PT. Cobra Dental Indonesia ( Pusat ) | PT. Cobra Dental Indonesia Cab Pejaten | Weak suction nozzle | 51395 | 5
C037.051393.FPB | 2024-02-26 15:49 | 2 | Cito | PT. Cobra Dental Indonesia ( Pusat ) | PT. Cobra Dental Indonesia Cab Pejaten | Strong suction nozzle | 51394 | 5
C037.051393.FPB | 2024-02-26 15:49 | 2 | Cito | PT. Cobra Dental Indonesia ( Pusat ) | PT. Cobra Dental Indonesia Cab Pejaten | 2 points to 8 elbows | 51391 | 5
C037.051393.FPB | 2024-02-26 15:49 | 2 | Cito | PT. Cobra Dental Indonesia ( Pusat ) | PT. Cobra Dental Indonesia Cab Pejaten | Spittoon ceramic plug | 51383 | 5
C037.051393.FPB | 2024-02-26 15:49 | 2 | Cito | PT. Cobra Dental Indonesia ( Pusat ) | PT. Cobra Dental Indonesia Cab Pejaten | Air filter (with pressure gauge) | 51386 | 6
C037.051393.FPB | 2024-02-26 15:49 | 2 | Cito | PT. Cobra Dental Indonesia ( Pusat ) | PT. Cobra Dental Indonesia Cab Pejaten | Water Bottle In White Plastic CX-266 | 5995 | 9
C037.051393.FPB | 2024-02-26 15:49 | 2 | Cito | PT. Cobra Dental Indonesia ( Pusat ) | PT. Cobra Dental Indonesia Cab Pejaten | Round Rotatable Plate CX-031 | 5994 | 10
C037.051393.FPB | 2024-02-26 15:49 | 2 | Cito | PT. Cobra Dental Indonesia ( Pusat ) | PT. Cobra Dental Indonesia Cab Pejaten | Auxiliary control hanger valve | 51382 | 20
C038.050358.FPB | 2024-02-27 09:25 | 2 | Cito | PT. Cobra Dental Indonesia ( Pusat ) | PT. Cobra Dental Indonesia Cab Padang - Unbrah | Round Rotatable Plate CX-031 | 5994 | 1
C013.051234.FPB | 2024-02-27 11:43 | 2 | Cito | PT. Cobra Dental Indonesia ( Pusat ) | PT Cobra Dental Indonesia Cab Bandung | Syringe (Two Tip) CX-121 | 51047 | 5
C013.051527.FPB | 2024-02-28 09:22 | 2 | Cito | PT. Cobra Dental Indonesia ( Pusat ) | PT Cobra Dental Indonesia Cab Bandung | Water Inlet/ Outlet Port | 5797.BS05003 | 1
C017.051525.FPB | 2024-02-28 09:22 | 2 | Cito | PT. Cobra Dental Indonesia ( Pusat ) | PT Cobra Dental Indonesia Cab Padang | Lamp Pole CX-215 | 51154 | 1
C041.051108.FPB | 2024-02-28 10:07 | 2 | Reguler | PT. Cobra Dental Indonesia ( Pusat ) | PT. Cobra Dental Indonesia Cab Bogor | Dental Low Speed CX235 S-2A/Straight Handpiece | 51150.S-2A | 2
C023.051613.FPB | 2024-02-28 13:43 | 2 | Cito | PT. Cobra Dental Indonesia ( Pusat ) | PT Cobra Dental Indonesia Cab Purwokerto | Dental Low Speed CX235 S-2A/Straight Handpiece | 51150.S-2A | 3
C023.051295.FPB | 2024-02-28 13:45 | 2 | Reguler | PT. Cobra Dental Indonesia ( Pusat ) | PT Cobra Dental Indonesia Cab Purwokerto | Round Rotatable Plate CX-031 | 5994 | 2
C027.051648.FPB | 2024-02-28 15:28 | 2 | Cito | PT. Cobra Dental Indonesia ( Pusat ) | PT. Cobra Dental Indonesia Cab Medan | Lamp Arm CX-213 | 51186 | 1
C027.051648.FPB | 2024-02-28 15:28 | 2 | Cito | PT. Cobra Dental Indonesia ( Pusat ) | PT. Cobra Dental Indonesia Cab Medan | Water Bottle without Cup CX-049 | 51005 | 5
C035.051121.FPB | 2024-02-29 09:40 | 2 | Reguler | PT. Cobra Dental Indonesia ( Pusat ) | PT. Cobra Dental Indonesia Cab Bekasi | Kabel Ultrasonic Scaller Piezo | 5032 | 2
C007.051481.FPB | 2024-02-29 15:25 | 2 | Reguler | PT. Cobra Dental Indonesia ( Pusat ) | PT Cobra Dental Indonesia Cab Surabaya | Dental Low Speed CX235 C1-2/Contra Angle Handpiece | 51150.C1-2 | 3
C007.051481.FPB | 2024-02-29 15:25 | 2 | Reguler | PT. Cobra Dental Indonesia ( Pusat ) | PT Cobra Dental Indonesia Cab Surabaya | Normal-closed Valve (Tanda) | 5933.SS016 | 3
C013.051679.FPB | 2024-02-29 16:26 | 2 | Reguler | PT. Cobra Dental Indonesia ( Pusat ) | PT Cobra Dental Indonesia Cab Bandung | Dental Low Speed CX235 C1-2/Contra Angle Handpiece | 51150.C1-2 | 1
C013.051679.FPB | 2024-02-29 16:26 | 2 | Reguler | PT. Cobra Dental Indonesia ( Pusat ) | PT Cobra Dental Indonesia Cab Bandung | Water Bottle without Cup CX-049 | 51005 | 1
C013.051679.FPB | 2024-02-29 16:26 | 2 | Reguler | PT. Cobra Dental Indonesia ( Pusat ) | PT Cobra Dental Indonesia Cab Bandung | Strong/Weak Sucking Pipe (set) CX-045 | 51002 | 1
C013.051679.FPB | 2024-02-29 16:26 | 2 | Reguler | PT. Cobra Dental Indonesia ( Pusat ) | PT Cobra Dental Indonesia Cab Bandung | Electro Surgery Tip/T5 Heavy wire | 51075.TE0001.052RH | 1
C037.051925.FPB | 2024-03-01 | 3 | Cito | PT. Cobra Dental Indonesia ( Pusat ) | PT. Cobra Dental Indonesia Cab Pejaten | Foot Control with 6 Functions CX-108 | 51040 | 2
C037.051925.FPB | 2024-03-01 | 3 | Cito | PT. Cobra Dental Indonesia ( Pusat ) | PT. Cobra Dental Indonesia Cab Pejaten | 866 Armrest CX-243 | 5984 | 5
C037.051925.FPB | 2024-03-01 | 3 | Cito | PT. Cobra Dental Indonesia ( Pusat ) | PT. Cobra Dental Indonesia Cab Pejaten | Round Rotatable Plate CX-031 | 5994 | 5
C037.051925.FPB | 2024-03-01 | 3 | Cito | PT. Cobra Dental Indonesia ( Pusat ) | PT. Cobra Dental Indonesia Cab Pejaten | Acticarbon | 5920.DK039 | 5
C037.051925.FPB | 2024-03-01 | 3 | Cito | PT. Cobra Dental Indonesia ( Pusat ) | PT. Cobra Dental Indonesia Cab Pejaten | Water Bottle In White Plastic CX-266 | 5995 | 10
C037.051925.FPB | 2024-03-01 | 3 | Cito | PT. Cobra Dental Indonesia ( Pusat ) | PT. Cobra Dental Indonesia Cab Pejaten | Water Adjustor CX-084 | 51019 | 10
C037.051925.FPB | 2024-03-01 | 3 | Cito | PT. Cobra Dental Indonesia ( Pusat ) | PT. Cobra Dental Indonesia Cab Pejaten | Single Air Switch CX-219 | 51034 | 12
C037.051925.FPB | 2024-03-01 | 3 | Cito | PT. Cobra Dental Indonesia ( Pusat ) | PT. Cobra Dental Indonesia Cab Pejaten | Slang PU 3 x 2 / 0,5 Meter | 5088 | 50
C037.051925.FPB | 2024-03-01 | 3 | Cito | PT. Cobra Dental Indonesia ( Pusat ) | PT. Cobra Dental Indonesia Cab Pejaten | Slang PU Kecil Ukuran 4 x 2 / 0,5 Meter | 5083 | 100
C037.051925.FPB | 2024-03-01 | 3 | Cito | PT. Cobra Dental Indonesia ( Pusat ) | PT. Cobra Dental Indonesia Cab Pejaten | Slang PU 6 X 4 / 0,5 Meter | 5089 | 100
C037.051925.FPB | 2024-03-01 | 3 | Cito | PT. Cobra Dental Indonesia ( Pusat ) | PT. Cobra Dental Indonesia Cab Pejaten | Slang Pam / 0,5 Meter | 5087 | 100
C013.052184.FPB | 2024-03-06 | 3 | Reguler | PT. Cobra Dental Indonesia ( Pusat ) | PT Cobra Dental Indonesia Cab Bandung | Dental Low Speed CX235 C1-2/Contra Angle Handpiece | 51150.C1-2 | 1
C041.052146.FPB | 2024-03-06 | 3 | Reguler | PT. Cobra Dental Indonesia ( Pusat ) | PT. Cobra Dental Indonesia Cab Bogor | HANDLE LAMPU LED | 51364 | 2
C013.052283.FPB | 2024-03-07 | 3 | Cito | PT. Cobra Dental Indonesia ( Pusat ) | PT Cobra Dental Indonesia Cab Bandung | Water Inlet/ Outlet Port | 5797.BS05003 | 1
C015.052189.FPB | 2024-03-07 | 3 | Reguler | PT. Cobra Dental Indonesia ( Pusat ) | PT Cobra Dental Indonesia Cab Denpasar | Dental Low Speed CX235 C1-2/Contra Angle Handpiece | 51150.C1-2 | 5
C034.052258.FPB | 2024-03-07 | 3 | Reguler | PT. Cobra Dental Indonesia ( Pusat ) | PT. Cobra Dental Indonesia Cab Banjarmasin | Dental Low Speed CX235 S-2A/Straight Handpiece | 51150.S-2A | 3
C007.052466.FPB | 2024-03-12 | 3 | Reguler | PT. Cobra Dental Indonesia ( Pusat ) | PT Cobra Dental Indonesia Cab Surabaya | program controller | 51399 | 1
C007.052466.FPB | 2024-03-12 | 3 | Reguler | PT. Cobra Dental Indonesia ( Pusat ) | PT Cobra Dental Indonesia Cab Surabaya | Treatment Circuit Board | 51409 | 1
C006.052543.FPB | 2024-03-13 | 3 | Reguler | PT. Cobra Dental Indonesia ( Pusat ) | PT Cobra Dental Indonesia Cab Jakarta | Water Bottle Cover CX-199 | 51008 | 3
C006.052543.FPB | 2024-03-13 | 3 | Reguler | PT. Cobra Dental Indonesia ( Pusat ) | PT Cobra Dental Indonesia Cab Jakarta | Water Bottle In White Plastic CX-266 | 5995 | 3
C007.052558.FPB | 2024-03-13 | 3 | Cito | PT. Cobra Dental Indonesia ( Pusat ) | PT Cobra Dental Indonesia Cab Surabaya | Adaptor Light Curing Woodpecker | 5246 | 1
C013.052606.FPB | 2024-03-13 | 3 | Reguler | PT. Cobra Dental Indonesia ( Pusat ) | PT Cobra Dental Indonesia Cab Bandung | Electro Surgery Tip /T1 Diamond shaped | 51075.TE0001.012RH | 1
C013.052606.FPB | 2024-03-13 | 3 | Reguler | PT. Cobra Dental Indonesia ( Pusat ) | PT Cobra Dental Indonesia Cab Bandung | Electro Surgery Tip/T2 Small loop | 51075.TE0001.022RH | 1
C013.052606.FPB | 2024-03-13 | 3 | Reguler | PT. Cobra Dental Indonesia ( Pusat ) | PT Cobra Dental Indonesia Cab Bandung | Electro Surgery Tip/T3 Large loop | 51075.TE0001.032RH | 1
C013.052606.FPB | 2024-03-13 | 3 | Reguler | PT. Cobra Dental Indonesia ( Pusat ) | PT Cobra Dental Indonesia Cab Bandung | Electro Surgery Tip/T4 Fine wire | 51075.TE0001.042RH | 1
C013.052606.FPB | 2024-03-13 | 3 | Reguler | PT. Cobra Dental Indonesia ( Pusat ) | PT Cobra Dental Indonesia Cab Bandung | Electro Surgery Tip/T5 Heavy wire | 51075.TE0001.052RH | 1
C013.052606.FPB | 2024-03-13 | 3 | Reguler | PT. Cobra Dental Indonesia ( Pusat ) | PT Cobra Dental Indonesia Cab Bandung | Electro Surgery Tip/T7 Fine oval loop | 51075.TE0001.072RH | 1
C035.052566.FPB | 2024-03-13 | 3 | Reguler | PT. Cobra Dental Indonesia ( Pusat ) | PT. Cobra Dental Indonesia Cab Bekasi | Kabel Ultrasonic Scaller Piezo | 5032 | 2
C007.052630.FPB | 2024-03-14 | 3 | Cito | PT. Cobra Dental Indonesia ( Pusat ) | PT Cobra Dental Indonesia Cab Surabaya | Adaptor Light Curing Woodpecker | 5246 | 1
C001.052781.FPB | 2024-03-15 | 3 | Cito | PT. Cobra Dental Indonesia ( Pusat ) | PT Cobra Dental Indonesia Cab Yogyakarta | FEP Film 10 pcs | 51268 | 5
C001.052808.FPB | 2024-03-16 | 3 | Cito | PT. Cobra Dental Indonesia ( Pusat ) | PT Cobra Dental Indonesia Cab Yogyakarta | Strong/Weak Sucking Pipe (set) CX-045 | 51002 | 2
C001.052808.FPB | 2024-03-16 | 3 | Cito | PT. Cobra Dental Indonesia ( Pusat ) | PT Cobra Dental Indonesia Cab Yogyakarta | Air-electrical Valve CX-096 | 51031 | 4
C006.053049.FPB | 2024-03-20 | 3 | Reguler | PT. Cobra Dental Indonesia ( Pusat ) | PT Cobra Dental Indonesia Cab Jakarta | Intraoral Camera Cable For DA 500 | 51333 | 3
C013.053069.FPB | 2024-03-20 | 3 | Reguler | PT. Cobra Dental Indonesia ( Pusat ) | PT Cobra Dental Indonesia Cab Bandung | Dental Low Speed CX235 C1-2/Contra Angle Handpiece | 51150.C1-2 | 5
C001.053153.FPB | 2024-03-21 | 3 | Reguler | PT. Cobra Dental Indonesia ( Pusat ) | PT Cobra Dental Indonesia Cab Yogyakarta | Transformer (without Memory) CX-066 | 51051 | 1
C023.053153.FPB | 2024-03-21 | 3 | Reguler | PT. Cobra Dental Indonesia ( Pusat ) | PT Cobra Dental Indonesia Cab Purwokerto | Slang PU 6 X 4 / 0,5 Meter | 5089 | 50
C023.053153.FPB | 2024-03-21 | 3 | Reguler | PT. Cobra Dental Indonesia ( Pusat ) | PT Cobra Dental Indonesia Cab Purwokerto | Slang PU Kecil Ukuran 4 x 2 / 0,5 Meter | 5083 | 50
C030.053123.FPB | 2024-03-21 | 3 | Reguler | PT. Cobra Dental Indonesia ( Pusat ) | PT. Cobra Dental Indonesia Cab Pejaten - Ol | Electro Surgery Tip /T1 Diamond shaped | 51075.TE0001.012RH | 3
C030.053123.FPB | 2024-03-21 | 3 | Reguler | PT. Cobra Dental Indonesia ( Pusat ) | PT. Cobra Dental Indonesia Cab Pejaten - Ol | Electro Surgery Tip/T2 Small loop | 51075.TE0001.022RH | 3
C030.053123.FPB | 2024-03-21 | 3 | Reguler | PT. Cobra Dental Indonesia ( Pusat ) | PT. Cobra Dental Indonesia Cab Pejaten - Ol | Electro Surgery Tip/T3 Large loop | 51075.TE0001.032RH | 3
C030.053123.FPB | 2024-03-21 | 3 | Reguler | PT. Cobra Dental Indonesia ( Pusat ) | PT. Cobra Dental Indonesia Cab Pejaten - Ol | Electro Surgery Tip/T4 Fine wire | 51075.TE0001.042RH | 3
C031.053164.FPB | 2024-03-21 | 3 | Reguler | PT. Cobra Dental Indonesia ( Pusat ) | PT. Cobra Dental Indonesia Cab Surakarta | Comp Ring Kompresor Swan | 5182 | 10
C034.053155.FPB | 2024-03-21 | 3 | Reguler | PT. Cobra Dental Indonesia ( Pusat ) | PT. Cobra Dental Indonesia Cab Banjarmasin | 3-Way Straight Syringe CX-122 | 51048 | 2
C029.053288.FPB | 2024-03-22 | 3 | Reguler | PT. Cobra Dental Indonesia ( Pusat ) | PT. Cobra Dental Indonesia Cab Malang | Water Bottle without Cup CX-049 | 51005 | 5
C037.053300.FPB | 2024-03-23 | 3 | Cito | PT. Cobra Dental Indonesia ( Pusat ) | PT. Cobra Dental Indonesia Cab Pejaten | LED Operation Lamp CX-204 | 5982 | 5
C037.053300.FPB | 2024-03-23 | 3 | Cito | PT. Cobra Dental Indonesia ( Pusat ) | PT. Cobra Dental Indonesia Cab Pejaten | Single Air Switch CX-079 | 51013 | 10
C006.037245.FPB | 2024-03-26 | 3 | Reguler | PT. Cobra Dental Indonesia ( Pusat ) | PT Cobra Dental Indonesia Cab Jakarta | Water Bottle without Cup CX-049 | 51005 | 8
C050.053467.FPB | 2024-03-26 | 3 | E-Catalog | PT. Cobra Dental Indonesia ( Pusat ) | PT. Cobra Dental Indonesia Cab Makassar - Manado | Monitor Holder | 51329 | 1
C021.053552.FPB | 2024-03-27 | 3 | Reguler | PT. Cobra Dental Indonesia ( Pusat ) | PT Cobra Dental Indonesia Cab Palembang | Transformer (without Memory) CX-066 | 51051 | 1
C015.053693.FPB | 2024-03-28 | 3 | Reguler | PT. Cobra Dental Indonesia ( Pusat ) | PT Cobra Dental Indonesia Cab Denpasar | Dental Low Speed CX235 S-2A/Straight Handpiece | 51150.S-2A | 5
C050.053749.FPB | 2024-03-28 | 3 | Reguler | PT. Cobra Dental Indonesia ( Pusat ) | PT. Cobra Dental Indonesia Cab Makassar - Manado | Monitor Holder | 51329 | 3
C050.053749.FPB | 2024-03-28 | 3 | Reguler | PT. Cobra Dental Indonesia ( Pusat ) | PT. Cobra Dental Indonesia Cab Makassar - Manado | Bearing Woodpecker | 5331 | 1
C006.053956.FPB | 2024-04-03 | 4 | Reguler | PT. Cobra Dental Indonesia ( Pusat ) | PT Cobra Dental Indonesia Cab Jakarta | Doctor Stool CX-008 | 5972 | 2
C013.053961.FPB | 2024-04-03 | 4 | Reguler | PT. Cobra Dental Indonesia ( Pusat ) | PT Cobra Dental Indonesia Cab Bandung | Modul Scaller Piezo ART | 5222 | 2
C015.053960.FPB | 2024-04-03 | 4 | E-Catalog | PT. Cobra Dental Indonesia ( Pusat ) | PT Cobra Dental Indonesia Cab Denpasar | Monitor Holder | 51329 | 1
C050.053946.FPB | 2024-04-03 | 4 | Cito | PT. Cobra Dental Indonesia ( Pusat ) | PT. Cobra Dental Indonesia Cab Makassar - Manado | 2# Air Reducer CX-099 | 51035 | 1
C015.054003.FPB | 2024-04-04 | 4 | Reguler | PT. Cobra Dental Indonesia ( Pusat ) | PT Cobra Dental Indonesia Cab Denpasar | Dental Low Speed CX235 S-2A/Straight Handpiece | 51150.S-2A | 5
C023.054045.FPB | 2024-04-04 | 4 | Reguler | PT. Cobra Dental Indonesia ( Pusat ) | PT Cobra Dental Indonesia Cab Purwokerto | Water Bottle In White Plastic CX-266 | 5995 | 3
C034.054045.FPB | 2024-04-04 | 4 | Reguler | PT. Cobra Dental Indonesia ( Pusat ) | PT. Cobra Dental Indonesia Cab Banjarmasin | Water Bottle In White Plastic CX-266 | 5995 | 3
C050.054048.FPB | 2024-04-04 | 4 | Reguler | PT. Cobra Dental Indonesia ( Pusat ) | PT. Cobra Dental Indonesia Cab Makassar - Manado | Monitor Holder | 51329 | 3
C013.054145.FPB | 2024-04-06 | 4 | Cito | PT. Cobra Dental Indonesia ( Pusat ) | PT Cobra Dental Indonesia Cab Bandung | Kabel & Hand Piece Scaller Piezo Woodpecker | 5245 | 1
C016.054211.FPB | 2024-04-16 | 4 | Cito | PT. Cobra Dental Indonesia ( Pusat ) | PT Cobra Dental Indonesia Cab Makassar | Monitor Holder | 51329 | 5
C034.054219.FPB | 2024-04-16 | 4 | Cito | PT. Cobra Dental Indonesia ( Pusat ) | PT. Cobra Dental Indonesia Cab Banjarmasin | Water Bottle Cover CX-199 | 51008 | 10
C006.054292.FPB | 2024-04-17 | 4 | Reguler | PT. Cobra Dental Indonesia ( Pusat ) | PT Cobra Dental Indonesia Cab Jakarta | Doctor Stool CX-008 | 5972 | 2
C015.054283.FPB | 2024-04-17 | 4 | Cito | PT. Cobra Dental Indonesia ( Pusat ) | PT Cobra Dental Indonesia Cab Denpasar | Monitor Holder | 51329 | 1
L1.054330.FPB | 2024-04-17 | 4 | Cito | PT. Cobra Dental Indonesia ( Pusat ) | PT. Cobra Dental Indonesia ( Pusat ) Gudang BSD | Stabilizer Arakawa 2KVA | 51347 | 15
L1.054333.FPB | 2024-04-17 | 4 | Cito | PT. Cobra Dental Indonesia ( Pusat ) | PT. Cobra Dental Indonesia ( Pusat ) Gudang BSD | Stabilizer Arakawa 2KVA | 51347 | 1
C001.054381.FPB | 2024-04-18 | 4 | Reguler | PT. Cobra Dental Indonesia ( Pusat ) | PT Cobra Dental Indonesia Cab Yogyakarta | 2# Air Reducer CX-099 | 51035 | 1
C012.054385.FPB | 2024-04-18 | 4 | Cito | PT. Cobra Dental Indonesia ( Pusat ) | PT Cobra Dental Indonesia Cab Jember | LED Operation Lamp CX-204 | 5982 | 1
C015.054343.FPB | 2024-04-18 | 4 | Reguler | PT. Cobra Dental Indonesia ( Pusat ) | PT Cobra Dental Indonesia Cab Denpasar | Dental Low Speed CX235 C1-2/Contra Angle Handpiece | 51150.C1-2 | 10
C015.054343.FPB | 2024-04-18 | 4 | Reguler | PT. Cobra Dental Indonesia ( Pusat ) | PT Cobra Dental Indonesia Cab Denpasar | Dental Low Speed CX235 S-2A/Straight Handpiece | 51150.S-2A | 10
C023.054428.FPB | 2024-04-18 | 4 | Reguler | PT. Cobra Dental Indonesia ( Pusat ) | PT Cobra Dental Indonesia Cab Purwokerto | Air Switch (Piece) CX-080 | 51014 | 2
C023.054428.FPB | 2024-04-18 | 4 | Reguler | PT. Cobra Dental Indonesia ( Pusat ) | PT Cobra Dental Indonesia Cab Purwokerto | Water Bottle without Cup CX-049 | 51005 | 3
C025.054360.FPB | 2024-04-18 | 4 | Reguler | PT. Cobra Dental Indonesia ( Pusat ) | PT Cobra Dental Indonesia Cab Yogyakarta - GAMA | Dental Low Speed CX235 S-2A/Straight Handpiece | 51150.S-2A | 2
C050.054404.FPB | 2024-04-18 | 4 | Cito | PT. Cobra Dental Indonesia ( Pusat ) | PT. Cobra Dental Indonesia Cab Makassar - Manado | 2# Air Reducer CX-099 | 51035 | 1
C049.054481.FPB | 2024-04-19 | 4 | Cito | PT. Cobra Dental Indonesia ( Pusat ) | PT. Cobra Dental Indonesia Cab Pontianak | Comp Ring Kompresor Swan | 5182 | 5
C019.054539.FPB | 2024-04-20 | 4 | Cito | PT. Cobra Dental Indonesia ( Pusat ) | PT Cobra Dental Indonesia Cab Semarang | Water Level Sensor For Used Water Tank | 5841.LS05127 | 1
C001.054614.FPB | 2024-04-22 | 4 | Cito | PT. Cobra Dental Indonesia ( Pusat ) | PT Cobra Dental Indonesia Cab Yogyakarta | Kabel Ultrasonic Scaller Piezo | 5032 | 1
C029.054556.FPB | 2024-04-22 | 4 | Reguler | PT. Cobra Dental Indonesia ( Pusat ) | PT. Cobra Dental Indonesia Cab Malang | Dental Low Speed CX235 C1-2/Contra Angle Handpiece | 51150.C1-2 | 5
C030.054570.FPB | 2024-04-22 | 4 | Cito | PT. Cobra Dental Indonesia ( Pusat ) | PT. Cobra Dental Indonesia Cab Pejaten - Ol | Intraoral Camera Cable For DA 500 | 51333 | 1
C037.051393.FPB | 2024-04-23 | 4 | Cito | PT. Cobra Dental Indonesia ( Pusat ) | PT. Cobra Dental Indonesia Cab Pejaten | Arm trim ring | 51398 | 2
C037.051393.FPB | 2024-04-23 | 4 | Cito | PT. Cobra Dental Indonesia ( Pusat ) | PT. Cobra Dental Indonesia Cab Pejaten | Auxiliary control box | 51387 | 1
C037.051393.FPB | 2024-04-23 | 4 | Cito | PT. Cobra Dental Indonesia ( Pusat ) | PT. Cobra Dental Indonesia Cab Pejaten | Arm trim ring | 51398 | 2
C037.051393.FPB | 2024-04-23 | 4 | Cito | PT. Cobra Dental Indonesia ( Pusat ) | PT. Cobra Dental Indonesia Cab Pejaten | water unilateral | 51401 | 2
C037.051393.FPB | 2024-04-23 | 4 | Cito | PT. Cobra Dental Indonesia ( Pusat ) | PT. Cobra Dental Indonesia Cab Pejaten | Punch head for cuspidor | 51403 | 2
C037.051393.FPB | 2024-04-23 | 4 | Cito | PT. Cobra Dental Indonesia ( Pusat ) | PT. Cobra Dental Indonesia Cab Pejaten | Assisstant Control Panel Sticker | 51392 | 3
C037.051393.FPB | 2024-04-23 | 4 | Cito | PT. Cobra Dental Indonesia ( Pusat ) | PT. Cobra Dental Indonesia Cab Pejaten | Tube for Flushing & Water Supply (Set) CX-102 | 51012 | 4
C037.051393.FPB | 2024-04-23 | 4 | Cito | PT. Cobra Dental Indonesia ( Pusat ) | PT. Cobra Dental Indonesia Cab Pejaten | Electric-magnetic Valve CX-097 | 51032 | 4
C037.051393.FPB | 2024-04-23 | 4 | Cito | PT. Cobra Dental Indonesia ( Pusat ) | PT. Cobra Dental Indonesia Cab Pejaten | Spittoon ceramic plug | 51383 | 5
C037.051393.FPB | 2024-04-23 | 4 | Cito | PT. Cobra Dental Indonesia ( Pusat ) | PT. Cobra Dental Indonesia Cab Pejaten | 2 points to 8 elbows | 51391 | 5
C037.051393.FPB | 2024-04-23 | 4 | Cito | PT. Cobra Dental Indonesia ( Pusat ) | PT. Cobra Dental Indonesia Cab Pejaten | Strong suction nozzle | 51394 | 5
C037.051393.FPB | 2024-04-23 | 4 | Cito | PT. Cobra Dental Indonesia ( Pusat ) | PT. Cobra Dental Indonesia Cab Pejaten | Weak suction nozzle | 51395 | 5
C037.051393.FPB | 2024-04-23 | 4 | Cito | PT. Cobra Dental Indonesia ( Pusat ) | PT. Cobra Dental Indonesia Cab Pejaten | Three way valve | 51396 | 5
C037.051393.FPB | 2024-04-23 | 4 | Cito | PT. Cobra Dental Indonesia ( Pusat ) | PT. Cobra Dental Indonesia Cab Pejaten | Water Adjustor CX-084 | 51019 | 5
C037.051393.FPB | 2024-04-23 | 4 | Cito | PT. Cobra Dental Indonesia ( Pusat ) | PT. Cobra Dental Indonesia Cab Pejaten | Air filter (with pressure gauge) | 51386 | 6
C037.051393.FPB | 2024-04-23 | 4 | Cito | PT. Cobra Dental Indonesia ( Pusat ) | PT. Cobra Dental Indonesia Cab Pejaten | Water Bottle In White Plastic CX-266 | 5995 | 9
C037.051393.FPB | 2024-04-23 | 4 | Cito | PT. Cobra Dental Indonesia ( Pusat ) | PT. Cobra Dental Indonesia Cab Pejaten | Round Rotatable Plate CX-031 | 5994 | 10
C037.051393.FPB | 2024-04-23 | 4 | Cito | PT. Cobra Dental Indonesia ( Pusat ) | PT. Cobra Dental Indonesia Cab Pejaten | Auxiliary control hanger valve | 51382 | 20
C013.054752.FPB | 2024-04-24 | 4 | Reguler | PT. Cobra Dental Indonesia ( Pusat ) | PT Cobra Dental Indonesia Cab Bandung | Modul Scaller Piezo ART | 5222 | 2
C013.054752.FPB | 2024-04-24 | 4 | Reguler | PT. Cobra Dental Indonesia ( Pusat ) | PT Cobra Dental Indonesia Cab Bandung | Steam Generator Kit | 5825.BS05008 | 1
C013.054752.FPB | 2024-04-24 | 4 | Reguler | PT. Cobra Dental Indonesia ( Pusat ) | PT Cobra Dental Indonesia Cab Bandung | Steam Generator O Ring | 5813.LS05050 | 1
C013.054752.FPB | 2024-04-24 | 4 | Reguler | PT. Cobra Dental Indonesia ( Pusat ) | PT Cobra Dental Indonesia Cab Bandung | 2# Air Reducer CX-099 | 51035 | 2
C014.054739.FPB | 2024-04-24 | 4 | Reguler | PT. Cobra Dental Indonesia ( Pusat ) | PT Cobra Dental Indonesia Cab Bandung - Unpad | Dental Low Speed CX235 C1-2/Contra Angle Handpiece | 51150.C1-2 | 5
C001.054857.FPB | 2024-04-25 | 4 | Reguler | PT. Cobra Dental Indonesia ( Pusat ) | PT Cobra Dental Indonesia Cab Yogyakarta | 1# Single Holder CX-037 | 51189 | 3
C001.054857.FPB | 2024-04-25 | 4 | Reguler | PT. Cobra Dental Indonesia ( Pusat ) | PT Cobra Dental Indonesia Cab Yogyakarta | Water Fine Tuner CX-085 | 51020 | 4
C001.054857.FPB | 2024-04-25 | 4 | Reguler | PT. Cobra Dental Indonesia ( Pusat ) | PT Cobra Dental Indonesia Cab Yogyakarta | Syringe (Two Tip) CX-121 | 51047 | 4
C015.054799.FPB | 2024-04-25 | 4 | Reguler | PT. Cobra Dental Indonesia ( Pusat ) | PT Cobra Dental Indonesia Cab Denpasar | Dental Low Speed CX235 C1-2/Contra Angle Handpiece | 51150.C1-2 | 10
C034.054889.FPB | 2024-04-25 | 4 | Reguler | PT. Cobra Dental Indonesia ( Pusat ) | PT. Cobra Dental Indonesia Cab Banjarmasin | Doctor Stool CX-009 | 5973 | 3
C001.055164.FPB | 2024-04-29 | 4 | Cito | PT. Cobra Dental Indonesia ( Pusat ) | PT Cobra Dental Indonesia Cab Yogyakarta | Dental Low Speed CX235 C1-2/Contra Angle Handpiece | 51150.C1-2 | 4
C029.055104.FPB | 2024-04-29 | 4 | Reguler | PT. Cobra Dental Indonesia ( Pusat ) | PT. Cobra Dental Indonesia Cab Malang | Dental Low Speed CX235 C1-2/Contra Angle Handpiece | 51150.C1-2 | 5
C036.055110.FPB | 2024-04-29 | 4 | Reguler | PT. Cobra Dental Indonesia ( Pusat ) | PT. Cobra Dental Indonesia Cab Kediri | Water Bottle without Cup CX-049 | 51005 | 5
C023.055362.FPB | 2024-05-02 | 5 | Reguler | PT. Cobra Dental Indonesia ( Pusat ) | PT Cobra Dental Indonesia Cab Purwokerto | Cellenoid Scaller ART | 5011 | 2
C037.055381.FPB | 2024-05-02 | 5 | Reguler | PT. Cobra Dental Indonesia ( Pusat ) | PT. Cobra Dental Indonesia Cab Pejaten | Resin Tank | 5318 | 1
C042.055310.FPB | 2024-05-02 | 5 | Reguler | PT. Cobra Dental Indonesia ( Pusat ) | PT. Cobra Dental Indonesia Cab Balikpapan | General Valve CX-081 | 51015 | 5
C037.055505.FPB | 2024-05-04 | 5 | Cito | PT. Cobra Dental Indonesia ( Pusat ) | PT. Cobra Dental Indonesia Cab Pejaten | Compression Ring DRS 210 (1,5 PK) | 51282 | 2
C037.055505.FPB | 2024-05-04 | 5 | Cito | PT. Cobra Dental Indonesia ( Pusat ) | PT. Cobra Dental Indonesia Cab Pejaten | Blow - off valve | 51430 | 1
C037.055505.FPB | 2024-05-04 | 5 | Cito | PT. Cobra Dental Indonesia ( Pusat ) | PT. Cobra Dental Indonesia Cab Pejaten | Connecting rod cover-DR 175 | 51428 | 1
C037.055505.FPB | 2024-05-04 | 5 | Cito | PT. Cobra Dental Indonesia ( Pusat ) | PT. Cobra Dental Indonesia Cab Pejaten | Connecting rod DR 175 | 51434 | 1
C037.055505.FPB | 2024-05-04 | 5 | Cito | PT. Cobra Dental Indonesia ( Pusat ) | PT. Cobra Dental Indonesia Cab Pejaten | Check Valve Kompresor | 5230 | 2
C037.055505.FPB | 2024-05-04 | 5 | Cito | PT. Cobra Dental Indonesia ( Pusat ) | PT. Cobra Dental Indonesia Cab Pejaten | Comp Ring Kompresor DRS-210 | 51140 | 2
C037.055505.FPB | 2024-05-04 | 5 | Cito | PT. Cobra Dental Indonesia ( Pusat ) | PT. Cobra Dental Indonesia Cab Pejaten | Condenser New-DRS 210 | 51431 | 2
C037.055505.FPB | 2024-05-04 | 5 | Cito | PT. Cobra Dental Indonesia ( Pusat ) | PT. Cobra Dental Indonesia Cab Pejaten | Cylinder Block Compresor Swan | 5248 | 2
C037.055505.FPB | 2024-05-04 | 5 | Cito | PT. Cobra Dental Indonesia ( Pusat ) | PT. Cobra Dental Indonesia Cab Pejaten | Filter Angin Kompresor | 5242 | 2
C037.055505.FPB | 2024-05-04 | 5 | Cito | PT. Cobra Dental Indonesia ( Pusat ) | PT. Cobra Dental Indonesia Cab Pejaten | Membran Kompresor Swan | 5181 | 2
C037.055505.FPB | 2024-05-04 | 5 | Cito | PT. Cobra Dental Indonesia ( Pusat ) | PT. Cobra Dental Indonesia Cab Pejaten | Seal Kompresor | 5244 | 2
C037.055505.FPB | 2024-05-04 | 5 | Cito | PT. Cobra Dental Indonesia ( Pusat ) | PT. Cobra Dental Indonesia Cab Pejaten | Stang Seker | 5711 | 2
C037.055505.FPB | 2024-05-04 | 5 | Cito | PT. Cobra Dental Indonesia ( Pusat ) | PT. Cobra Dental Indonesia Cab Pejaten | Valve Assy | 51432 | 2
C037.055505.FPB | 2024-05-04 | 5 | Cito | PT. Cobra Dental Indonesia ( Pusat ) | PT. Cobra Dental Indonesia Cab Pejaten | Pressure Switch Kompresor | 5243 | 2
C037.055505.FPB | 2024-05-04 | 5 | Cito | PT. Cobra Dental Indonesia ( Pusat ) | PT. Cobra Dental Indonesia Cab Pejaten | Cylinder Head Packing (Seal) New-DRS 210 | 51433 | 4
C037.055505.FPB | 2024-05-04 | 5 | Cito | PT. Cobra Dental Indonesia ( Pusat ) | PT. Cobra Dental Indonesia Cab Pejaten | Cylinder Head packing-DR 175 | 51427 | 4
C029.055535.FPB | 2024-05-06 | 5 | Reguler | PT. Cobra Dental Indonesia ( Pusat ) | PT. Cobra Dental Indonesia Cab Malang | Dental Low Speed CX235 C1-2/Contra Angle Handpiece | 51150.C1-2 | 5
C041.042228.FPB | 2024-05-06 | 5 | Cito | PT. Cobra Dental Indonesia ( Pusat ) | PT. Cobra Dental Indonesia Cab Bogor | Water Bottle without Cup CX-049 | 51005 | 1
C050.055516.FPB | 2024-05-06 | 5 | Cito | PT. Cobra Dental Indonesia ( Pusat ) | PT. Cobra Dental Indonesia Cab Makassar - Manado | Bearing Woodpecker | 5331 | 1
C001.055693.FPB | 2024-05-07 | 5 | Cito | PT. Cobra Dental Indonesia ( Pusat ) | PT Cobra Dental Indonesia Cab Yogyakarta | Electro Surgery Tip/T4 Fine wire | 51075.TE0001.042RH | 1
C046.055781.FPB | 2024-05-08 | 5 | Cito | PT. Cobra Dental Indonesia ( Pusat ) | PT. Cobra Dental Indonesia Cab Palembang - Jambi | Slang Pam / 0,5 Meter | 5087 | 20
C046.055781.FPB | 2024-05-08 | 5 | Cito | PT. Cobra Dental Indonesia ( Pusat ) | PT. Cobra Dental Indonesia Cab Palembang - Jambi | Slang PU 6 X 4 / 0,5 Meter | 5089 | 40
C046.055781.FPB | 2024-05-08 | 5 | Cito | PT. Cobra Dental Indonesia ( Pusat ) | PT. Cobra Dental Indonesia Cab Palembang - Jambi | Slang PU Kecil Ukuran 4 x 2 / 0,5 Meter | 5083 | 70
C001.055809.FPB | 2024-05-10 | 5 | Cito | PT. Cobra Dental Indonesia ( Pusat ) | PT Cobra Dental Indonesia Cab Yogyakarta | Intraoral Camera Cable For DA 500 | 51333 | 3
C013.055815.FPB | 2024-05-10 | 5 | Reguler | PT. Cobra Dental Indonesia ( Pusat ) | PT Cobra Dental Indonesia Cab Bandung | Dental Low Speed CX235 C1-2/Contra Angle Handpiece | 51150.C1-2 | 5
C019.055820.FPB | 2024-05-10 | 5 | Reguler | PT. Cobra Dental Indonesia ( Pusat ) | PT Cobra Dental Indonesia Cab Semarang | Ceramics cuspidor CX-135 | 51187 | 1
C023.055856.FPB | 2024-05-10 | 5 | Reguler | PT. Cobra Dental Indonesia ( Pusat ) | PT Cobra Dental Indonesia Cab Purwokerto | Dental Low Speed CX235 S-2A/Straight Handpiece | 51150.S-2A | 2
C034.055855.FPB | 2024-05-10 | 5 | Cito | PT. Cobra Dental Indonesia ( Pusat ) | PT. Cobra Dental Indonesia Cab Banjarmasin | Doctor Stool CX-009 | 5973 | 2
C001.055912.FPB | 2024-05-11 | 5 | Cito | PT. Cobra Dental Indonesia ( Pusat ) | PT Cobra Dental Indonesia Cab Yogyakarta | Electro Surgery Tip/T7 Fine oval loop | 51075.TE0001.072RH | 1
C027.055912.FPB | 2024-05-11 | 5 | Cito | PT. Cobra Dental Indonesia ( Pusat ) | PT. Cobra Dental Indonesia Cab Medan | Comp Ring Kompresor Swan | 5182 | 10
C027.055912.FPB | 2024-05-11 | 5 | Cito | PT. Cobra Dental Indonesia ( Pusat ) | PT. Cobra Dental Indonesia Cab Medan | Single Air Switch CX-079 | 51013 | 10
C027.055912.FPB | 2024-05-11 | 5 | Cito | PT. Cobra Dental Indonesia ( Pusat ) | PT. Cobra Dental Indonesia Cab Medan | Tubing for Sputum Sucker CX-222 | 51041 | 10
C027.055912.FPB | 2024-05-11 | 5 | Cito | PT. Cobra Dental Indonesia ( Pusat ) | PT. Cobra Dental Indonesia Cab Medan | Filter for Strong Suction CX-050 | 51006 | 10
C027.055912.FPB | 2024-05-11 | 5 | Cito | PT. Cobra Dental Indonesia ( Pusat ) | PT. Cobra Dental Indonesia Cab Medan | General Valve CX-081 | 51015 | 20
C006.055961.FPB | 2024-05-13 | 5 | Cito | PT. Cobra Dental Indonesia ( Pusat ) | PT Cobra Dental Indonesia Cab Jakarta | Monitor Holder | 51329 | 5
C029.055940.FPB | 2024-05-13 | 5 | Reguler | PT. Cobra Dental Indonesia ( Pusat ) | PT. Cobra Dental Indonesia Cab Malang | Dental Low Speed CX235 C1-2/Contra Angle Handpiece | 51150.C1-2 | 5
C036.055933.FPB | 2024-05-13 | 5 | Reguler | PT. Cobra Dental Indonesia ( Pusat ) | PT. Cobra Dental Indonesia Cab Kediri | 2# Round Foot Pedal CX-104 | 51039 | 2
C036.055933.FPB | 2024-05-13 | 5 | Reguler | PT. Cobra Dental Indonesia ( Pusat ) | PT. Cobra Dental Indonesia Cab Kediri | Water Bottle In White Plastic CX-266 | 5995 | 5
C021.056071.FPB | 2024-05-14 | 5 | Cito | PT. Cobra Dental Indonesia ( Pusat ) | PT Cobra Dental Indonesia Cab Palembang | Complete set filter for C-AS & C-AS1 | 51091 | 1
C013.056165.FPB | 2024-05-15 | 5 | Reguler | PT. Cobra Dental Indonesia ( Pusat ) | PT Cobra Dental Indonesia Cab Bandung | PCB Main E1 - V 2.5 | 51068.EU1005.132RH | 1
C018.056113.FPB | 2024-05-15 | 5 | Cito | PT. Cobra Dental Indonesia ( Pusat ) | PT Cobra Dental Indonesia Cab Pekanbaru | Intraoral Camera Cable For DA 500 | 51333 | 1
C001.056207.FPB | 2024-05-16 | 5 | Reguler | PT. Cobra Dental Indonesia ( Pusat ) | PT Cobra Dental Indonesia Cab Yogyakarta | Film Viewer 24V CX-069 | 51050 | 2
C001.056207.FPB | 2024-05-16 | 5 | Reguler | PT. Cobra Dental Indonesia ( Pusat ) | PT Cobra Dental Indonesia Cab Yogyakarta | 1# Holder Valve CX-091 | 51026 | 3
C014.056189.FPB | 2024-05-16 | 5 | Cito | PT. Cobra Dental Indonesia ( Pusat ) | PT Cobra Dental Indonesia Cab Bandung - Unpad | Water Bottle In White Plastic CX-266 | 5995 | 15
C017.056212.FPB | 2024-05-16 | 5 | Reguler | PT. Cobra Dental Indonesia ( Pusat ) | PT Cobra Dental Indonesia Cab Padang | Transformer (without Memory) CX-066 | 51051 | 3
C029.056478.FPB | 2024-05-18 | 5 | Reguler | PT. Cobra Dental Indonesia ( Pusat ) | PT. Cobra Dental Indonesia Cab Malang | Dental Low Speed CX235 C1-2/Contra Angle Handpiece | 51150.C1-2 | 5
C037.056478.FPB | 2024-05-18 | 5 | Cito | PT. Cobra Dental Indonesia ( Pusat ) | PT. Cobra Dental Indonesia Cab Pejaten | ceramic spittoon basin | 51400 | 2
C037.056478.FPB | 2024-05-18 | 5 | Cito | PT. Cobra Dental Indonesia ( Pusat ) | PT. Cobra Dental Indonesia Cab Pejaten | Progpam Control Box (Without memory) CX-061 | 51191 | 2
C037.056478.FPB | 2024-05-18 | 5 | Cito | PT. Cobra Dental Indonesia ( Pusat ) | PT. Cobra Dental Indonesia Cab Pejaten | Transformer (without Memory) CX-066 | 51051 | 3
C037.056478.FPB | 2024-05-18 | 5 | Cito | PT. Cobra Dental Indonesia ( Pusat ) | PT. Cobra Dental Indonesia Cab Pejaten | Heating Stick for tanda B class | 51332 | 3
C037.056478.FPB | 2024-05-18 | 5 | Cito | PT. Cobra Dental Indonesia ( Pusat ) | PT. Cobra Dental Indonesia Cab Pejaten | 4-Hole Handpiece Tubing CX-110 | 51042 | 6
C007.056532.FPB | 2024-05-20 | 5 | Reguler | PT. Cobra Dental Indonesia ( Pusat ) | PT Cobra Dental Indonesia Cab Surabaya | Dental Low Speed CX235 S-2A/Straight Handpiece | 51150.S-2A | 3
C019.056591.FPB | 2024-05-20 | 5 | Dental Unit | PT. Cobra Dental Indonesia ( Pusat ) | PT Cobra Dental Indonesia Cab Semarang | Doctor Stool CX-009 | 5973 | 1
C016.056670.FPB | 2024-05-21 | 5 | Cito | PT. Cobra Dental Indonesia ( Pusat ) | PT Cobra Dental Indonesia Cab Makassar | Monitor Holder | 51329 | 1
C040.056648.FPB | 2024-05-21 | 5 | Cito | PT. Cobra Dental Indonesia ( Pusat ) | PT. Cobra Dental Indonesia Cab Surabaya - Uht | JG-L1 Dental Simulator Lamp | 51456 | 20
C013.056730.FPB | 2024-05-22 | 5 | Reguler | PT. Cobra Dental Indonesia ( Pusat ) | PT Cobra Dental Indonesia Cab Bandung | Dental Low Speed CX235 C1-2/Contra Angle Handpiece | 51150.C1-2 | 5
C013.056732.FPB | 2024-05-22 | 5 | Reguler | PT. Cobra Dental Indonesia ( Pusat ) | PT Cobra Dental Indonesia Cab Bandung | Doctor Stool CX-008 | 5972 | 1
C013.056732.FPB | 2024-05-22 | 5 | Reguler | PT. Cobra Dental Indonesia ( Pusat ) | PT Cobra Dental Indonesia Cab Bandung | Steam Generator Kit | 5825.BS05008 | 2
C032.056760.FPB | 2024-05-22 | 5 | Reguler | PT. Cobra Dental Indonesia ( Pusat ) | PT. Cobra Dental Indonesia Cab Palembang - Batam | Dental Low Speed CX235 S-2A/Straight Handpiece | 51150.S-2A | 3
C041.056749.FPB | 2024-05-22 | 5 | Reguler | PT. Cobra Dental Indonesia ( Pusat ) | PT. Cobra Dental Indonesia Cab Bogor | Dental Low Speed CX235 S-2A/Straight Handpiece | 51150.S-2A | 2
C042.056719.FPB | 2024-05-22 | 5 | Reguler | PT. Cobra Dental Indonesia ( Pusat ) | PT. Cobra Dental Indonesia Cab Balikpapan | 4-2 Adaptor CX-118 | 51046 | 5
C008.057358.FPB | 2024-05-23 | 5 | Cito | PT. Cobra Dental Indonesia ( Pusat ) | PT Cobra Dental Indonesia Cab Surabaya - Unair | Doctor Stool CX-008 | 5972 | 1
C034.056983.FPB | 2024-05-25 | 5 | Cito | PT. Cobra Dental Indonesia ( Pusat ) | PT. Cobra Dental Indonesia Cab Banjarmasin | Single Air Switch CX-079 | 51013 | 2
C034.056983.FPB | 2024-05-25 | 5 | Cito | PT. Cobra Dental Indonesia ( Pusat ) | PT. Cobra Dental Indonesia Cab Banjarmasin | General Valve CX-081 | 51015 | 3
C034.056983.FPB | 2024-05-25 | 5 | Cito | PT. Cobra Dental Indonesia ( Pusat ) | PT. Cobra Dental Indonesia Cab Banjarmasin | Strong Sucking Valve CX-089 | 51024 | 3
C034.056983.FPB | 2024-05-25 | 5 | Cito | PT. Cobra Dental Indonesia ( Pusat ) | PT. Cobra Dental Indonesia Cab Banjarmasin | 4-Hole Handpiece Tubing CX-110 | 51042 | 6
C029.057022.FPB | 2024-05-27 | 5 | Reguler | PT. Cobra Dental Indonesia ( Pusat ) | PT. Cobra Dental Indonesia Cab Malang | Dental Low Speed CX235 C1-2/Contra Angle Handpiece | 51150.C1-2 | 5
C001.057138.FPB | 2024-05-28 | 5 | Cito | PT. Cobra Dental Indonesia ( Pusat ) | PT Cobra Dental Indonesia Cab Yogyakarta | Main PCB tipe C-AS-30-04 220V for C-AS | 51101.C.AS.30.04 | 1
C017.057138.FPB | 2024-05-28 | 5 | Cito | PT. Cobra Dental Indonesia ( Pusat ) | PT Cobra Dental Indonesia Cab Padang | Water Bottle In White Plastic CX-266 | 5995 | 5
C017.057138.FPB | 2024-05-28 | 5 | Cito | PT. Cobra Dental Indonesia ( Pusat ) | PT Cobra Dental Indonesia Cab Padang | Water Bottle without Cup CX-049 | 51005 | 5
C033.057172.FPB | 2024-05-28 | 5 | Cito | PT. Cobra Dental Indonesia ( Pusat ) | PT. Cobra Dental Indonesia Cab Lampung | Foot Switch scaller Piezo | 5283 | 1
C006.057261.FPB | 2024-05-29 | 5 | Reguler | PT. Cobra Dental Indonesia ( Pusat ) | PT Cobra Dental Indonesia Cab Jakarta | E1 Handpiece | 51076.EU0016.052RH | 3
C013.057261.FPB | 2024-05-29 | 5 | Reguler | PT. Cobra Dental Indonesia ( Pusat ) | PT Cobra Dental Indonesia Cab Bandung | Water Bottle without Cup CX-049 | 51005 | 5
C028.057250.FPB | 2024-05-29 | 5 | Cito | PT. Cobra Dental Indonesia ( Pusat ) | PT. Cobra Dental Indonesia Cab Aceh | ceramic spittoon basin | 51400 | 1
C001.057358.FPB | 2024-05-30 | 5 | Reguler | PT. Cobra Dental Indonesia ( Pusat ) | PT Cobra Dental Indonesia Cab Yogyakarta | Single Air Switch CX-219 | 51034 | 2
C006.057371.FPB | 2024-05-30 | 5 | Cito | PT. Cobra Dental Indonesia ( Pusat ) | PT Cobra Dental Indonesia Cab Jakarta | Tube for Flushing & Water Supply (Set) CX-102 | 51012 | 1
C031.057349.FPB | 2024-05-30 | 5 | Reguler | PT. Cobra Dental Indonesia ( Pusat ) | PT. Cobra Dental Indonesia Cab Surakarta | Electro Surgery Tip/T4 Fine wire | 51075.TE0001.042RH | 5
C031.057349.FPB | 2024-05-30 | 5 | Reguler | PT. Cobra Dental Indonesia ( Pusat ) | PT. Cobra Dental Indonesia Cab Surakarta | Electro Surgery Tip/T5 Heavy wire | 51075.TE0001.052RH | 5
C015.057795.FPB | 2024-06-06 | 6 | Reguler | PT. Cobra Dental Indonesia ( Pusat ) | PT Cobra Dental Indonesia Cab Denpasar | Comp Ring Kompresor DRS-210 | 51140 | 8
C015.057795.FPB | 2024-06-06 | 6 | Reguler | PT. Cobra Dental Indonesia ( Pusat ) | PT Cobra Dental Indonesia Cab Denpasar | Syringe (Two Tip) CX-121 | 51047 | 5
C015.057795.FPB | 2024-06-06 | 6 | Reguler | PT. Cobra Dental Indonesia ( Pusat ) | PT Cobra Dental Indonesia Cab Denpasar | Strong Sucking Valve CX-089 | 51024 | 2
C015.057795.FPB | 2024-06-06 | 6 | Reguler | PT. Cobra Dental Indonesia ( Pusat ) | PT Cobra Dental Indonesia Cab Denpasar | Single Air Switch CX-219 | 51034 | 10
C015.057795.FPB | 2024-06-06 | 6 | Reguler | PT. Cobra Dental Indonesia ( Pusat ) | PT Cobra Dental Indonesia Cab Denpasar | Mutil-Connector CX-101 | 51037 | 3
C015.057795.FPB | 2024-06-06 | 6 | Reguler | PT. Cobra Dental Indonesia ( Pusat ) | PT Cobra Dental Indonesia Cab Denpasar | Air-electrical Valve CX-096 | 51031 | 5
C015.057795.FPB | 2024-06-06 | 6 | Reguler | PT. Cobra Dental Indonesia ( Pusat ) | PT Cobra Dental Indonesia Cab Denpasar | Air Switch (Piece) CX-080 | 51014 | 2
C018.058147.FPB | 2024-06-11 | 6 | Reguler | PT. Cobra Dental Indonesia ( Pusat ) | PT Cobra Dental Indonesia Cab Pekanbaru | Intraoral Camera Cable For DA 500 | 51333 | 3
C021.058793.FPB | 2024-06-21 | 6 | Cito | PT. Cobra Dental Indonesia ( Pusat ) | PT Cobra Dental Indonesia Cab Palembang | Video Capture Card For DA 500 | 51335 | 1
C049.059020.FPB | 2024-06-25 | 6 | Reguler | PT. Cobra Dental Indonesia ( Pusat ) | PT. Cobra Dental Indonesia Cab Pontianak | Monitor Holder | 51329 | 1
C049.059020.FPB | 2024-06-25 | 6 | Reguler | PT. Cobra Dental Indonesia ( Pusat ) | PT. Cobra Dental Indonesia Cab Pontianak | Dental Low Speed CX235 S-2A/Straight Handpiece | 51150.S-2A | 5
C049.059020.FPB | 2024-06-25 | 6 | Reguler | PT. Cobra Dental Indonesia ( Pusat ) | PT. Cobra Dental Indonesia Cab Pontianak | Dental Low Speed CX235 C1-2/Contra Angle Handpiece | 51150.C1-2 | 5
C017.059186.FPB | 2024-06-27 | 6 | Reguler | PT. Cobra Dental Indonesia ( Pusat ) | PT Cobra Dental Indonesia Cab Padang | Lamp Arm CX-213 | 51186 | 2
C033.056673.FPB | 2024-06-21 | 6 | Reguler | PT. Cobra Dental Indonesia ( Pusat ) | PT. Cobra Dental Indonesia Cab Lampung | Monitor Holder | 51329 | 1
C029.057560.FPB | 2024-06-03 | 6 | Reguler | PT. Cobra Dental Indonesia ( Pusat ) | PT. Cobra Dental Indonesia Cab Malang | Dental Low Speed CX235 C1-2/Contra Angle Handpiece | 51150.C1-2 | 5
C015.058699.FPB | 2024-06-20 | 6 | Cito | PT. Cobra Dental Indonesia ( Pusat ) | PT Cobra Dental Indonesia Cab Denpasar | Foot Control with 6 Functions CX-108 | 51040 | 6
C001.059215.FPB | 2024-06-27 | 6 | Reguler | PT. Cobra Dental Indonesia ( Pusat ) | PT Cobra Dental Indonesia Cab Yogyakarta | Water Bottle without Cup CX-049 | 51005 | 2
C001.059215.FPB | 2024-06-27 | 6 | Reguler | PT. Cobra Dental Indonesia ( Pusat ) | PT Cobra Dental Indonesia Cab Yogyakarta | Foot Control with 6 Functions CX-108 | 51040 | 1
C049.058120.FPB | 2024-06-11 | 6 | Cito | PT. Cobra Dental Indonesia ( Pusat ) | PT. Cobra Dental Indonesia Cab Pontianak | Monitor Holder | 51329 | 1
C046.058249.FPB | 2024-06-12 | 6 | Reguler | PT. Cobra Dental Indonesia ( Pusat ) | PT. Cobra Dental Indonesia Cab Palembang - Jambi | Plate Indifference E1 6.3 mm | 51074.EU0004.062RH | 1
C046.058249.FPB | 2024-06-12 | 6 | Reguler | PT. Cobra Dental Indonesia ( Pusat ) | PT. Cobra Dental Indonesia Cab Palembang - Jambi | Electro Surgery/T9 Heavy ball | 51075.TE0001.092RH | 1
C046.058249.FPB | 2024-06-12 | 6 | Reguler | PT. Cobra Dental Indonesia ( Pusat ) | PT. Cobra Dental Indonesia Cab Palembang - Jambi | Electro Surgery Tip/T7 Fine oval loop | 51075.TE0001.072RH | 1
C046.058249.FPB | 2024-06-12 | 6 | Reguler | PT. Cobra Dental Indonesia ( Pusat ) | PT. Cobra Dental Indonesia Cab Palembang - Jambi | Electro Surgery Tip/T5 Heavy wire | 51075.TE0001.052RH | 1
C046.058249.FPB | 2024-06-12 | 6 | Reguler | PT. Cobra Dental Indonesia ( Pusat ) | PT. Cobra Dental Indonesia Cab Palembang - Jambi | Electro Surgery Tip/T4 Fine wire | 51075.TE0001.042RH | 1
C046.058249.FPB | 2024-06-12 | 6 | Reguler | PT. Cobra Dental Indonesia ( Pusat ) | PT. Cobra Dental Indonesia Cab Palembang - Jambi | Electro Surgery Tip/T3 Large loop | 51075.TE0001.032RH | 1
C046.058249.FPB | 2024-06-12 | 6 | Reguler | PT. Cobra Dental Indonesia ( Pusat ) | PT. Cobra Dental Indonesia Cab Palembang - Jambi | Electro Surgery Tip/T2 Small loop | 51075.TE0001.022RH | 1
C046.058249.FPB | 2024-06-12 | 6 | Reguler | PT. Cobra Dental Indonesia ( Pusat ) | PT. Cobra Dental Indonesia Cab Palembang - Jambi | Electro Surgery Tip /T1 Diamond shaped | 51075.TE0001.012RH | 1
C006.059071.FPB | 2024-06-26 | 6 | Reguler | PT. Cobra Dental Indonesia ( Pusat ) | PT Cobra Dental Indonesia Cab Jakarta | Removal Tool | 5819.LS05179 | 1
C042.058304.FPB | 2024-06-13 | 6 | Reguler | PT. Cobra Dental Indonesia ( Pusat ) | PT. Cobra Dental Indonesia Cab Balikpapan | Syringe (Two Tip) CX-121 | 51047 | 4
C001.058314.FPB | 2024-06-13 | 6 | Reguler | PT. Cobra Dental Indonesia ( Pusat ) | PT Cobra Dental Indonesia Cab Yogyakarta | Coupling CX-117 (2 Hole) | 51045 | 1
C050.058327.FPB | 2024-06-13 | 6 | Reguler | PT. Cobra Dental Indonesia ( Pusat ) | PT. Cobra Dental Indonesia Cab Makassar - Manado | Air-electrical Valve CX-096 | 51031 | 12
C001.058397.FPB | 2024-06-14 | 6 | Reguler | PT. Cobra Dental Indonesia ( Pusat ) | PT Cobra Dental Indonesia Cab Yogyakarta | Coupling CX-117 (4 Hole) | 51045-4 | 1
C025.058418.FPB | 2024-06-14 | 6 | Cito | PT. Cobra Dental Indonesia ( Pusat ) | PT Cobra Dental Indonesia Cab Yogyakarta - GAMA | Holder Valve CX-093 | 51028 | 4
C037.058468.FPB | 2024-06-15 | 6 | Cito | PT. Cobra Dental Indonesia ( Pusat ) | PT. Cobra Dental Indonesia Cab Pejaten | Aluminium Strong Suction | 51022 | 2
C037.058468.FPB | 2024-06-15 | 6 | Cito | PT. Cobra Dental Indonesia ( Pusat ) | PT. Cobra Dental Indonesia Cab Pejaten | Aluminium Weak Suction | 51023 | 2
C037.058468.FPB | 2024-06-15 | 6 | Cito | PT. Cobra Dental Indonesia ( Pusat ) | PT. Cobra Dental Indonesia Cab Pejaten | Air-electrical Valve CX-096 | 51031 | 20
C027.057554.FPB | 2024-06-03 | 6 | Cito | PT. Cobra Dental Indonesia ( Pusat ) | PT. Cobra Dental Indonesia Cab Medan | Water Inlet/ Outlet Port | 5797.BS05003 | 2
C050.057846.FPB | 2024-06-06 | 6 | Reguler | PT. Cobra Dental Indonesia ( Pusat ) | PT. Cobra Dental Indonesia Cab Makassar - Manado | 2# Air Reducer CX-099 | 51035 | 2
C019.058703.FPB | 2024-06-20 | 6 | Reguler | PT. Cobra Dental Indonesia ( Pusat ) | PT Cobra Dental Indonesia Cab Semarang | Water Bottle Cover CX-199 | 51008 | 2
C029.058921.FPB | 2024-06-24 | 6 | Reguler | PT. Cobra Dental Indonesia ( Pusat ) | PT. Cobra Dental Indonesia Cab Malang | Dental Low Speed CX235 C1-2/Contra Angle Handpiece | 51150.C1-2 | 5
C029.058479.FPB | 2024-06-15 | 6 | Reguler | PT. Cobra Dental Indonesia ( Pusat ) | PT. Cobra Dental Indonesia Cab Malang | Dental Low Speed CX235 C1-2/Contra Angle Handpiece | 51150.C1-2 | 5
C050.058531.FPB | 2024-06-18 | 6 | Cito | PT. Cobra Dental Indonesia ( Pusat ) | PT. Cobra Dental Indonesia Cab Makassar - Manado | Air-electrical Valve CX-096 | 51031 | 5
C013.058616.FPB | 2024-06-19 | 6 | Reguler | PT. Cobra Dental Indonesia ( Pusat ) | PT Cobra Dental Indonesia Cab Bandung | Steam Generator Kit | 5825.BS05008 | 2
C029.058060.FPB | 2024-06-10 | 6 | Reguler | PT. Cobra Dental Indonesia ( Pusat ) | PT. Cobra Dental Indonesia Cab Malang | Dental Low Speed CX235 C1-2/Contra Angle Handpiece | 51150.C1-2 | 5
C049.058643.FPB | 2024-06-20 | 6 | Cito | PT. Cobra Dental Indonesia ( Pusat ) | PT. Cobra Dental Indonesia Cab Pontianak | Monitor Holder | 51329 | 2
C019.059195.FPB | 2024-06-27 | 6 | Reguler | PT. Cobra Dental Indonesia ( Pusat ) | PT Cobra Dental Indonesia Cab Semarang | Water Bottle without Cup CX-049 | 51005 | 1
C014.059608.FPB | 2024-07-03 | 7 | Reguler | PT. Cobra Dental Indonesia ( Pusat ) | PT Cobra Dental Indonesia Cab Bandung - Unpad | Water Bottle In White Plastic CX-266 | 5995 | 10
C019.059709.FPB | 2024-07-04 | 7 | Reguler | PT. Cobra Dental Indonesia ( Pusat ) | PT Cobra Dental Indonesia Cab Semarang | Strong Sucking Valve CX-089 | 51024 | 1
C029.059951.FPB | 2024-07-08 | 7 | Reguler | PT. Cobra Dental Indonesia ( Pusat ) | PT. Cobra Dental Indonesia Cab Malang | Dental Low Speed CX235 C1-2/Contra Angle Handpiece | 51150.C1-2 | 5
C006.060110.FPB | 2024-07-10 | 7 | Reguler | PT. Cobra Dental Indonesia ( Pusat ) | PT Cobra Dental Indonesia Cab Jakarta | Monitor Holder | 51329 | 30
C037.060498.FPB | 2024-07-16 | 7 | Cito | PT. Cobra Dental Indonesia ( Pusat ) | PT. Cobra Dental Indonesia Cab Pejaten | 2# Air Reducer CX-099 | 51035 | 3
C037.060498.FPB | 2024-07-16 | 7 | Cito | PT. Cobra Dental Indonesia ( Pusat ) | PT. Cobra Dental Indonesia Cab Pejaten | Air-electrical Valve CX-096 | 51031 | 20
C037.060498.FPB | 2024-07-16 | 7 | Cito | PT. Cobra Dental Indonesia ( Pusat ) | PT. Cobra Dental Indonesia Cab Pejaten | Water Fine Tuner CX-085 | 51020 | 5
C037.060498.FPB | 2024-07-16 | 7 | Cito | PT. Cobra Dental Indonesia ( Pusat ) | PT. Cobra Dental Indonesia Cab Pejaten | Stool Gas Spring CX-273 | 5977 | 2
C041.060575.FPB | 2024-07-17 | 7 | Reguler | PT. Cobra Dental Indonesia ( Pusat ) | PT. Cobra Dental Indonesia Cab Bogor | Main control board sticker | 51397 | 1
C006.061035.FPB | 2024-07-24 | 7 | Reguler | PT. Cobra Dental Indonesia ( Pusat ) | PT Cobra Dental Indonesia Cab Jakarta | Round Rotatable Plate CX-031 | 5994 | 25
C029.061394.FPB | 2024-07-29 | 7 | Reguler | PT. Cobra Dental Indonesia ( Pusat ) | PT. Cobra Dental Indonesia Cab Malang | Dental Low Speed CX235 C1-2/Contra Angle Handpiece | 51150.C1-2 | 5
C029.059465.FPB | 2024-07-01 | 7 | Reguler | PT. Cobra Dental Indonesia ( Pusat ) | PT. Cobra Dental Indonesia Cab Malang | Dental Low Speed CX235 C1-2/Contra Angle Handpiece | 51150.C1-2 | 5
C029.060418.FPB | 2024-07-15 | 7 | Reguler | PT. Cobra Dental Indonesia ( Pusat ) | PT. Cobra Dental Indonesia Cab Malang | Dental Low Speed CX235 C1-2/Contra Angle Handpiece | 51150.C1-2 | 5
C030.061338.FPB | 2024-07-27 | 7 | Dental Unit | PT. Cobra Dental Indonesia ( Pusat ) | PT. Cobra Dental Indonesia Cab Pejaten - Ol | Round Rotatable Plate CX-031 | 5994 | 1
C037.059707.FPB | 2024-07-04 | 7 | Cito | PT. Cobra Dental Indonesia ( Pusat ) | PT. Cobra Dental Indonesia Cab Pejaten | Nepel Kuningan | 51338 | 2
C037.059707.FPB | 2024-07-04 | 7 | Cito | PT. Cobra Dental Indonesia ( Pusat ) | PT. Cobra Dental Indonesia Cab Pejaten | Selenoid Valve | 51451 | 2
C037.059707.FPB | 2024-07-04 | 7 | Cito | PT. Cobra Dental Indonesia ( Pusat ) | PT. Cobra Dental Indonesia Cab Pejaten | Pressure Switch | 51450 | 2
C037.059707.FPB | 2024-07-04 | 7 | Cito | PT. Cobra Dental Indonesia ( Pusat ) | PT. Cobra Dental Indonesia Cab Pejaten | Elbow | 51448 | 2
C037.059707.FPB | 2024-07-04 | 7 | Cito | PT. Cobra Dental Indonesia ( Pusat ) | PT. Cobra Dental Indonesia Cab Pejaten | Straight Connector | 51446 | 2
C037.059707.FPB | 2024-07-04 | 7 | Cito | PT. Cobra Dental Indonesia ( Pusat ) | PT. Cobra Dental Indonesia Cab Pejaten | Ball Valve | 51444 | 2
C037.059707.FPB | 2024-07-04 | 7 | Cito | PT. Cobra Dental Indonesia ( Pusat ) | PT. Cobra Dental Indonesia Cab Pejaten | Connector 1/8 Male-?6 | 51443 | 2
C037.059707.FPB | 2024-07-04 | 7 | Cito | PT. Cobra Dental Indonesia ( Pusat ) | PT. Cobra Dental Indonesia Cab Pejaten | Braided Pipe | 51441 | 3
C037.059707.FPB | 2024-07-04 | 7 | Cito | PT. Cobra Dental Indonesia ( Pusat ) | PT. Cobra Dental Indonesia Cab Pejaten | Capasitor 30uf | 51437 | 2
C037.059977.FPB | 2024-07-09 | 7 | Cito | PT. Cobra Dental Indonesia ( Pusat ) | PT. Cobra Dental Indonesia Cab Pejaten | E1 Handpiece | 51076.EU0016.052RH | 1
C037.059977.FPB | 2024-07-09 | 7 | Cito | PT. Cobra Dental Indonesia ( Pusat ) | PT. Cobra Dental Indonesia Cab Pejaten | Modul Scaller Piezo ART | 5222 | 2
C001.060549.FPB | 2024-07-16 | 7 | Cito | PT. Cobra Dental Indonesia ( Pusat ) | PT Cobra Dental Indonesia Cab Yogyakarta | Electro Surgery Tip/T3 Large loop | 51075.TE0001.032RH | 2
C001.060549.FPB | 2024-07-16 | 7 | Cito | PT. Cobra Dental Indonesia ( Pusat ) | PT Cobra Dental Indonesia Cab Yogyakarta | Electro Surgery Tip/T5 Heavy wire | 51075.TE0001.052RH | 2
C001.060549.FPB | 2024-07-16 | 7 | Cito | PT. Cobra Dental Indonesia ( Pusat ) | PT Cobra Dental Indonesia Cab Yogyakarta | Foot Switch scaller Piezo | 5283 | 2
C001.060549.FPB | 2024-07-16 | 7 | Cito | PT. Cobra Dental Indonesia ( Pusat ) | PT Cobra Dental Indonesia Cab Yogyakarta | Filter for Strong Suction CX-050 | 51006 | 3
C001.060549.FPB | 2024-07-16 | 7 | Cito | PT. Cobra Dental Indonesia ( Pusat ) | PT Cobra Dental Indonesia Cab Yogyakarta | Water Filter CX-053 | 51009 | 1
C001.060549.FPB | 2024-07-16 | 7 | Cito | PT. Cobra Dental Indonesia ( Pusat ) | PT Cobra Dental Indonesia Cab Yogyakarta | Filter for Strong Suction CX-050 | 51006 | 2
C001.060549.FPB | 2024-07-16 | 7 | Cito | PT. Cobra Dental Indonesia ( Pusat ) | PT Cobra Dental Indonesia Cab Yogyakarta | 1# Holder Valve CX-091 | 51026 | 2
C001.060549.FPB | 2024-07-16 | 7 | Cito | PT. Cobra Dental Indonesia ( Pusat ) | PT Cobra Dental Indonesia Cab Yogyakarta | 2# Single Holder CX-038 | 5998 | 2
C001.060549.FPB | 2024-07-16 | 7 | Cito | PT. Cobra Dental Indonesia ( Pusat ) | PT Cobra Dental Indonesia Cab Yogyakarta | Tube for Flushing & Water Supply (Set) CX-102 | 51012 | 1
C001.060549.FPB | 2024-07-16 | 7 | Cito | PT. Cobra Dental Indonesia ( Pusat ) | PT Cobra Dental Indonesia Cab Yogyakarta | Foot Control with 6 Functions CX-108 | 51040 | 1
C001.060549.FPB | 2024-07-16 | 7 | Cito | PT. Cobra Dental Indonesia ( Pusat ) | PT Cobra Dental Indonesia Cab Yogyakarta | Weak Sucking Valve CX-090 | 51025 | 2
C001.060549.FPB | 2024-07-16 | 7 | Cito | PT. Cobra Dental Indonesia ( Pusat ) | PT Cobra Dental Indonesia Cab Yogyakarta | Film Viewer 24V CX-069 | 51050 | 1
C015.060622.FPB | 2024-07-17 | 7 | E-Catalog | PT. Cobra Dental Indonesia ( Pusat ) | PT Cobra Dental Indonesia Cab Denpasar | Monitor Holder | 51329 | 1
C006.059618.FPB | 2024-07-03 | 7 | Reguler | PT. Cobra Dental Indonesia ( Pusat ) | PT Cobra Dental Indonesia Cab Jakarta | Pin Cable Camera | 51330 | 1
C007.059897.FPB | 2024-07-08 | 7 | Reguler | PT. Cobra Dental Indonesia ( Pusat ) | PT Cobra Dental Indonesia Cab Surabaya | Dental Low Speed CX235 C1-2/Contra Angle Handpiece | 51150.C1-2 | 3
C037.061335.FPB | 2024-07-27 | 7 | Cito | PT. Cobra Dental Indonesia ( Pusat ) | PT. Cobra Dental Indonesia Cab Pejaten | Modul Scaller Piezo ART | 5222 | 3
C001.061349.FPB | 2024-07-27 | 7 | Dental Unit | PT. Cobra Dental Indonesia ( Pusat ) | PT Cobra Dental Indonesia Cab Yogyakarta | Slang PU 6 X 4 / 0,5 Meter (TU0604BU-100) | 5089 | 60
C001.061349.FPB | 2024-07-27 | 7 | Dental Unit | PT. Cobra Dental Indonesia ( Pusat ) | PT Cobra Dental Indonesia Cab Yogyakarta | Slang Pam / 0,5 Meter (TU0805BU-100) | 5087 | 24
C001.061349.FPB | 2024-07-27 | 7 | Dental Unit | PT. Cobra Dental Indonesia ( Pusat ) | PT Cobra Dental Indonesia Cab Yogyakarta | Slang PU 3 x 2 / 0,5 Meter (TIUB01BU-100) | 5088 | 120
C001.061349.FPB | 2024-07-27 | 7 | Dental Unit | PT. Cobra Dental Indonesia ( Pusat ) | PT Cobra Dental Indonesia Cab Yogyakarta | Slang PU Kecil Ukuran 4 x 2 / 0,5 Meter (TU0425BU,0425C-100) | 5083 | 180
C007.061396.FPB | 2024-07-29 | 7 | Reguler | PT. Cobra Dental Indonesia ( Pusat ) | PT Cobra Dental Indonesia Cab Surabaya | LED Operation Lamp CX-204 | 5982 | 2
C029.060874.FPB | 2024-07-22 | 7 | Reguler | PT. Cobra Dental Indonesia ( Pusat ) | PT. Cobra Dental Indonesia Cab Malang | Dental Low Speed CX235 C1-2/Contra Angle Handpiece | 51150.C1-2 | 5
C029.060874.FPB | 2024-07-22 | 7 | Reguler | PT. Cobra Dental Indonesia ( Pusat ) | PT. Cobra Dental Indonesia Cab Malang | Extension tube / soft arm For C-AS1 | 51100.C.AS.33 | 2
C015.061058.FPB | 2024-07-24 | 7 | Cito | PT. Cobra Dental Indonesia ( Pusat ) | PT Cobra Dental Indonesia Cab Denpasar | Doctor Stool CX-009 | 5973 | 1
C006.059745.FPB | 2024-07-05 | 7 | Cito | PT. Cobra Dental Indonesia ( Pusat ) | PT Cobra Dental Indonesia Cab Jakarta | Doctor Stool CX-008 | 5972 | 1
C036.059877.FPB | 2024-07-08 | 7 | Reguler | PT. Cobra Dental Indonesia ( Pusat ) | PT. Cobra Dental Indonesia Cab Kediri | Water Bottle without Cup CX-049 | 51005 | 5
C001.060164.FPB | 2024-07-10 | 7 | Cito | PT. Cobra Dental Indonesia ( Pusat ) | PT Cobra Dental Indonesia Cab Yogyakarta | LCD Screen DJ-89 Use for DJ89 Printer | 51284 | 6
C006.060413.FPB | 2024-07-15 | 7 | Cito | PT. Cobra Dental Indonesia ( Pusat ) | PT Cobra Dental Indonesia Cab Jakarta | Doctor Stool CX-008 | 5972 | 2
C001.061081.FPB | 2024-07-24 | 7 | Dental Unit | PT. Cobra Dental Indonesia ( Pusat ) | PT Cobra Dental Indonesia Cab Yogyakarta | Slang PU 6 X 4 / 0,5 Meter (TU0604BU-100) | 5089 | 30
C001.061081.FPB | 2024-07-24 | 7 | Dental Unit | PT. Cobra Dental Indonesia ( Pusat ) | PT Cobra Dental Indonesia Cab Yogyakarta | Slang Pam / 0,5 Meter (TU0805BU-100) | 5087 | 12
C001.061081.FPB | 2024-07-24 | 7 | Dental Unit | PT. Cobra Dental Indonesia ( Pusat ) | PT Cobra Dental Indonesia Cab Yogyakarta | Slang PU 3 x 2 / 0,5 Meter (TIUB01BU-100) | 5088 | 60
C001.061081.FPB | 2024-07-24 | 7 | Dental Unit | PT. Cobra Dental Indonesia ( Pusat ) | PT Cobra Dental Indonesia Cab Yogyakarta | Slang PU Kecil Ukuran 4 x 2 / 0,5 Meter (TU0425BU,0425C-100) | 5083 | 90
C016.059716.FPB | 2024-07-04 | 7 | Cito | PT. Cobra Dental Indonesia ( Pusat ) | PT Cobra Dental Indonesia Cab Makassar | AC Adapter CX265-54 for C-Smart-I Pro | 51165 | 1
C029.059953.FPB | 2024-07-08 | 7 | Reguler | PT. Cobra Dental Indonesia ( Pusat ) | PT. Cobra Dental Indonesia Cab Malang | Slang PU Kecil Ukuran 4 x 2 / 0,5 Meter (TU0425BU,0425C-100) | 5083 | 30
C001.060220.FPB | 2024-07-11 | 7 | Cito | PT. Cobra Dental Indonesia ( Pusat ) | PT Cobra Dental Indonesia Cab Yogyakarta | Resin Tank | 5318 | 2
C042.060923.FPB | 2024-07-23 | 7 | Cito | PT. Cobra Dental Indonesia ( Pusat ) | PT. Cobra Dental Indonesia Cab Balikpapan | Slang PU Kecil Ukuran 4 x 2 / 0,5 Meter (TU0425BU,0425C-100) | 5083 | 64
C020.061070.FPB | 2024-07-24 | 7 | Reguler | PT. Cobra Dental Indonesia ( Pusat ) | PT Cobra Dental Indonesia Cab Jakarta - Ui | Straight Handpiece Attachment | 51305.166S | 1
C037.061753.FPB | 2024-08-02 | 8 | Cito | PT. Cobra Dental Indonesia ( Pusat ) | PT. Cobra Dental Indonesia Cab Pejaten | Power Adapter | 51331 | 2
C037.061753.FPB | 2024-08-02 | 8 | Cito | PT. Cobra Dental Indonesia ( Pusat ) | PT. Cobra Dental Indonesia Cab Pejaten | Pin Cable Camera | 51330 | 3
C037.061753.FPB | 2024-08-02 | 8 | Cito | PT. Cobra Dental Indonesia ( Pusat ) | PT. Cobra Dental Indonesia Cab Pejaten | Water Filter CX-053 | 51009 | 10
C037.061753.FPB | 2024-08-02 | 8 | Cito | PT. Cobra Dental Indonesia ( Pusat ) | PT. Cobra Dental Indonesia Cab Pejaten | 2# Air Reducer CX-099 | 51035 | 7
C015.062623.FPB | 2024-08-15 | 8 | Reguler | PT. Cobra Dental Indonesia ( Pusat ) | PT Cobra Dental Indonesia Cab Denpasar | 2# Round Foot Pedal CX-104 | 51039 | 1
C025.063423.FPB | 2024-08-26 | 8 | Cito | PT. Cobra Dental Indonesia ( Pusat ) | PT Cobra Dental Indonesia Cab Yogyakarta - GAMA | Dental Low Speed CX235 S-2A/Straight Handpiece | 51150.S-2A | 2
C025.063423.FPB | 2024-08-26 | 8 | Cito | PT. Cobra Dental Indonesia ( Pusat ) | PT Cobra Dental Indonesia Cab Yogyakarta - GAMA | Dental Low Speed CX235 C1-2/Contra Angle Handpiece | 51150.C1-2 | 2
C001.061897.FPB | 2024-08-05 | 8 | Cito | PT. Cobra Dental Indonesia ( Pusat ) | PT Cobra Dental Indonesia Cab Yogyakarta | FEP Film 10 pcs | 51268 | 2
C017.061912.FPB | 2024-08-06 | 8 | Cito | PT. Cobra Dental Indonesia ( Pusat ) | PT Cobra Dental Indonesia Cab Padang | Slang Pam / 0,5 Meter (TU0805BU-100) | 5087 | 20
C042.062630.FPB | 2024-08-15 | 8 | Reguler | PT. Cobra Dental Indonesia ( Pusat ) | PT. Cobra Dental Indonesia Cab Balikpapan | Doctor Stool CX-009 | 5973 | 2
C021.063049.FPB | 2024-08-21 | 8 | Reguler | PT. Cobra Dental Indonesia ( Pusat ) | PT Cobra Dental Indonesia Cab Palembang | Electro Surgery Tip/T4 Fine wire | 51075.TE0001.042RH | 1
C029.063423.FPB | 2024-08-26 | 8 | Reguler | PT. Cobra Dental Indonesia ( Pusat ) | PT. Cobra Dental Indonesia Cab Malang | Dental Low Speed CX235 C1-2/Contra Angle Handpiece | 51150.C1-2 | 10
C015.063675.FPB | 2024-08-29 | 8 | Reguler | PT. Cobra Dental Indonesia ( Pusat ) | PT Cobra Dental Indonesia Cab Denpasar | Dental Low Speed CX235 S-2A/Straight Handpiece | 51150.S-2A | 10
C015.063675.FPB | 2024-08-29 | 8 | Reguler | PT. Cobra Dental Indonesia ( Pusat ) | PT Cobra Dental Indonesia Cab Denpasar | Dental Low Speed CX235 C1-2/Contra Angle Handpiece | 51150.C1-2 | 10
C019.063702.FPB | 2024-08-29 | 8 | Reguler | PT. Cobra Dental Indonesia ( Pusat ) | PT Cobra Dental Indonesia Cab Semarang | Dental Low Speed CX235 C1-2/Contra Angle Handpiece | 51150.C1-2 | 3
C001.063705.FPB | 2024-08-29 | 8 | Reguler | PT. Cobra Dental Indonesia ( Pusat ) | PT Cobra Dental Indonesia Cab Yogyakarta | Dental Low Speed CX235 C1-2/Contra Angle Handpiece | 51150.C1-2 | 3
C001.063705.FPB | 2024-08-29 | 8 | Reguler | PT. Cobra Dental Indonesia ( Pusat ) | PT Cobra Dental Indonesia Cab Yogyakarta | Dental Low Speed CX235 S-2A/Straight Handpiece | 51150.S-2A | 3
C012.061932.FPB | 2024-08-06 | 8 | Reguler | PT. Cobra Dental Indonesia ( Pusat ) | PT Cobra Dental Indonesia Cab Jember | Cellenoid Woodpecker | 5215 | 2
C013.062130.FPB | 2024-08-08 | 8 | Cito | PT. Cobra Dental Indonesia ( Pusat ) | PT Cobra Dental Indonesia Cab Bandung | Doctor Stool CX-009 | 5973 | 1
C019.062763.FPB | 2024-08-16 | 8 | Dental Unit | PT. Cobra Dental Indonesia ( Pusat ) | PT Cobra Dental Indonesia Cab Semarang | Doctor Stool CX-009 | 5973 | 1
C040.063424.FPB | 2024-08-26 | 8 | Reguler | PT. Cobra Dental Indonesia ( Pusat ) | PT. Cobra Dental Indonesia Cab Surabaya - Uht | Dental Low Speed CX235 C1-2/Contra Angle Handpiece | 51150.C1-2 | 3
C049.063488.FPB | 2024-08-27 | 8 | Reguler | PT. Cobra Dental Indonesia ( Pusat ) | PT. Cobra Dental Indonesia Cab Pontianak | Dental Low Speed CX235 S-2A/Straight Handpiece | 51150.S-2A | 1
C049.063488.FPB | 2024-08-27 | 8 | Reguler | PT. Cobra Dental Indonesia ( Pusat ) | PT. Cobra Dental Indonesia Cab Pontianak | Dental Low Speed CX235 C1-2/Contra Angle Handpiece | 51150.C1-2 | 1
C013.062059.FPB | 2024-08-07 | 8 | Reguler | PT. Cobra Dental Indonesia ( Pusat ) | PT Cobra Dental Indonesia Cab Bandung | Strong Sucking Valve CX-089 | 51024 | 2
C025.062449.FPB | 2024-08-13 | 8 | Cito | PT. Cobra Dental Indonesia ( Pusat ) | PT Cobra Dental Indonesia Cab Yogyakarta - GAMA | Electro Surgery Tip/T4 Fine wire | 51075.TE0001.042RH | 2
C015.062673.FPB | 2024-08-15 | 8 | Cito | PT. Cobra Dental Indonesia ( Pusat ) | PT Cobra Dental Indonesia Cab Denpasar | 2# Round Foot Pedal CX-104 | 51039 | 1
C041.063041.FPB | 2024-08-21 | 8 | Reguler | PT. Cobra Dental Indonesia ( Pusat ) | PT. Cobra Dental Indonesia Cab Bogor | Foot Switch scaller Piezo | 5283 | 1
C012.063281.FPB | 2024-08-23 | 8 | Cito | PT. Cobra Dental Indonesia ( Pusat ) | PT Cobra Dental Indonesia Cab Jember | Doctor Stool CX-009 | 5973 | 1
C037.063577.FPB | 2024-08-27 | 8 | Cito | PT. Cobra Dental Indonesia ( Pusat ) | PT. Cobra Dental Indonesia Cab Pejaten | Nepel Kuningan | 51338 | 5
C037.063577.FPB | 2024-08-27 | 8 | Cito | PT. Cobra Dental Indonesia ( Pusat ) | PT. Cobra Dental Indonesia Cab Pejaten | Switc / Thermovall Overload Kompresor | 5249 | 2
C037.063577.FPB | 2024-08-27 | 8 | Cito | PT. Cobra Dental Indonesia ( Pusat ) | PT. Cobra Dental Indonesia Cab Pejaten | LED Operation Lamp CX-204 | 5982 | 4
C037.063577.FPB | 2024-08-27 | 8 | Cito | PT. Cobra Dental Indonesia ( Pusat ) | PT. Cobra Dental Indonesia Cab Pejaten | Electric-magnetic Valve CX-097 | 51032 | 3
C037.063577.FPB | 2024-08-27 | 8 | Cito | PT. Cobra Dental Indonesia ( Pusat ) | PT. Cobra Dental Indonesia Cab Pejaten | Fuse | 5834.LS05007 | 3
C041.063599.FPB | 2024-08-28 | 8 | Reguler | PT. Cobra Dental Indonesia ( Pusat ) | PT. Cobra Dental Indonesia Cab Bogor | Dental Low Speed CX235 S-2A/Straight Handpiece | 51150.S-2A | 5
C041.063599.FPB | 2024-08-28 | 8 | Reguler | PT. Cobra Dental Indonesia ( Pusat ) | PT. Cobra Dental Indonesia Cab Bogor | Dental Low Speed CX235 C1-2/Contra Angle Handpiece | 51150.C1-2 | 5
C031.062501.FPB | 2024-08-13 | 8 | Cito | PT. Cobra Dental Indonesia ( Pusat ) | PT. Cobra Dental Indonesia Cab Surakarta | Slang PU 6 X 4 / 0,5 Meter (TU0604BU-100) | 5089 | 2
C031.062501.FPB | 2024-08-13 | 8 | Cito | PT. Cobra Dental Indonesia ( Pusat ) | PT. Cobra Dental Indonesia Cab Surakarta | Slang PU 3 x 2 / 0,5 Meter (TIUB01BU-100) | 5088 | 2
C031.062501.FPB | 2024-08-13 | 8 | Cito | PT. Cobra Dental Indonesia ( Pusat ) | PT. Cobra Dental Indonesia Cab Surakarta | Slang Pam / 0,5 Meter (TU0805BU-100) | 5087 | 2
C032.062842.FPB | 2024-08-19 | 8 | Cito | PT. Cobra Dental Indonesia ( Pusat ) | PT. Cobra Dental Indonesia Cab Palembang - Batam | LED Operation Lamp CX-204 | 5982 | 1
C016.063364.FPB | 2024-08-24 | 8 | Cito | PT. Cobra Dental Indonesia ( Pusat ) | PT Cobra Dental Indonesia Cab Makassar | Electro Surgery Tip/T7 Fine oval loop | 51075.TE0001.072RH | 1
C016.063364.FPB | 2024-08-24 | 8 | Cito | PT. Cobra Dental Indonesia ( Pusat ) | PT Cobra Dental Indonesia Cab Makassar | Electro Surgery Tip/T4 Fine wire | 51075.TE0001.042RH | 1
C023.063746.FPB | 2024-08-29 | 8 | Reguler | PT. Cobra Dental Indonesia ( Pusat ) | PT Cobra Dental Indonesia Cab Purwokerto | Ceramics cuspidor CX-135 | 51187 | 1
C023.063746.FPB | 2024-08-29 | 8 | Reguler | PT. Cobra Dental Indonesia ( Pusat ) | PT Cobra Dental Indonesia Cab Purwokerto | Dental Low Speed CX235 S-2A/Straight Handpiece | 51150.S-2A | 8
C023.063746.FPB | 2024-08-29 | 8 | Reguler | PT. Cobra Dental Indonesia ( Pusat ) | PT Cobra Dental Indonesia Cab Purwokerto | Dental Low Speed CX235 C1-2/Contra Angle Handpiece | 51150.C1-2 | 15
C013.063669.FPB | 2024-08-28 | 8 | Reguler | PT. Cobra Dental Indonesia ( Pusat ) | PT Cobra Dental Indonesia Cab Bandung | Dental Low Speed CX235 C1-2/Contra Angle Handpiece | 51150.C1-2 | 5
C021.061696.FPB | 2024-08-01 | 8 | Cito | PT. Cobra Dental Indonesia ( Pusat ) | PT Cobra Dental Indonesia Cab Palembang | Monitor Main Board For DA 500 | 51334 | 1
C037.062472.FPB | 2024-08-13 | 8 | Cito | PT. Cobra Dental Indonesia ( Pusat ) | PT. Cobra Dental Indonesia Cab Pejaten | Slang PU 6 X 4 / 0,5 Meter (TU0604BU-100) | 5089 | 70
C037.062472.FPB | 2024-08-13 | 8 | Cito | PT. Cobra Dental Indonesia ( Pusat ) | PT. Cobra Dental Indonesia Cab Pejaten | Ball Valve | 51444 | 2
C037.062472.FPB | 2024-08-13 | 8 | Cito | PT. Cobra Dental Indonesia ( Pusat ) | PT. Cobra Dental Indonesia Cab Pejaten | Comp Ring Kompresor Swan | 5182 | 5
C037.062472.FPB | 2024-08-13 | 8 | Cito | PT. Cobra Dental Indonesia ( Pusat ) | PT. Cobra Dental Indonesia Cab Pejaten | Motor for AT80/24 | 51436 | 2
C029.062830.FPB | 2024-08-19 | 8 | Reguler | PT. Cobra Dental Indonesia ( Pusat ) | PT. Cobra Dental Indonesia Cab Malang | Dental Low Speed CX235 C1-2/Contra Angle Handpiece | 51150.C1-2 | 5
C015.063136.FPB | 2024-08-22 | 8 | Cito | PT. Cobra Dental Indonesia ( Pusat ) | PT Cobra Dental Indonesia Cab Denpasar | Electric-magnetic Valve CX-097 | 51032 | 10
C015.063142.FPB | 2024-08-22 | 8 | Cito | PT. Cobra Dental Indonesia ( Pusat ) | PT Cobra Dental Indonesia Cab Denpasar | Moveable Suction Unit CX-370X | 51153 | 1
C029.061867.FPB | 2024-08-05 | 8 | Reguler | PT. Cobra Dental Indonesia ( Pusat ) | PT. Cobra Dental Indonesia Cab Malang | Dental Low Speed CX235 C1-2/Contra Angle Handpiece | 51150.C1-2 | 5
C049.062442.FPB | 2024-08-13 | 8 | Reguler | PT. Cobra Dental Indonesia ( Pusat ) | PT. Cobra Dental Indonesia Cab Pontianak | Dental Low Speed CX235 S-2A/Straight Handpiece | 51150.S-2A | 2
C033.062802.FPB | 2024-08-16 | 8 | Cito | PT. Cobra Dental Indonesia ( Pusat ) | PT. Cobra Dental Indonesia Cab Lampung | Electro Surgery Tip/T5 Heavy wire | 51075.TE0001.052RH | 1
C033.062802.FPB | 2024-08-16 | 8 | Cito | PT. Cobra Dental Indonesia ( Pusat ) | PT. Cobra Dental Indonesia Cab Lampung | Electro Surgery Tip/T7 Fine oval loop | 51075.TE0001.072RH | 1
C047.063352.FPB | 2024-08-24 | 8 | Cito | PT. Cobra Dental Indonesia ( Pusat ) | PT. Cobra Dental Indonesia Cab Denpasar - Saraswati | Dental Low Speed CX235 C1-2/Contra Angle Handpiece | 51150.C1-2 | 10
C024.063573.FPB | 2024-08-27 | 8 | Cito | PT. Cobra Dental Indonesia ( Pusat ) | PT Cobra Dental Indonesia Cab Medan - Usu | Dental Low Speed CX235 S-2A/Straight Handpiece | 51150.S-2A | 5
C024.063573.FPB | 2024-08-27 | 8 | Cito | PT. Cobra Dental Indonesia ( Pusat ) | PT Cobra Dental Indonesia Cab Medan - Usu | Dental Low Speed CX235 C1-2/Contra Angle Handpiece | 51150.C1-2 | 3
C023.065620.FPB | 2024-09-26 | 9 | Reguler | PT. Cobra Dental Indonesia ( Pusat ) | PT Cobra Dental Indonesia Cab Purwokerto | E1 Handpiece | 51076.EU0016.052RH | 1
C037.065825.FPB | 2024-09-30 | 9 | Cito | PT. Cobra Dental Indonesia ( Pusat ) | PT. Cobra Dental Indonesia Cab Pejaten | Stabilizer Arakawa 7,5KVA | 51413 | 1
C001.064678.FPB | 2024-09-12 | 9 | Reguler | PT. Cobra Dental Indonesia ( Pusat ) | PT Cobra Dental Indonesia Cab Yogyakarta | Dental Low Speed CX235 S-2A/Straight Handpiece | 51150.S-2A | 5
C001.064678.FPB | 2024-09-12 | 9 | Reguler | PT. Cobra Dental Indonesia ( Pusat ) | PT Cobra Dental Indonesia Cab Yogyakarta | Dental Low Speed CX235 C1-2/Contra Angle Handpiece | 51150.C1-2 | 5
C001.064678.FPB | 2024-09-12 | 9 | Reguler | PT. Cobra Dental Indonesia ( Pusat ) | PT Cobra Dental Indonesia Cab Yogyakarta | Electro Surgery Tip/T5 Heavy wire | 51075.TE0001.052RH | 5
C001.065143.FPB | 2024-09-19 | 9 | Cito | PT. Cobra Dental Indonesia ( Pusat ) | PT Cobra Dental Indonesia Cab Yogyakarta | FEP Film 10 pcs | 51268 | 20
C013.065535.FPB | 2024-09-25 | 9 | Reguler | PT. Cobra Dental Indonesia ( Pusat ) | PT Cobra Dental Indonesia Cab Bandung | Bearing Coxo / Cartridge | 5207 | 5
C036.065539.FPB | 2024-09-25 | 9 | Cito | PT. Cobra Dental Indonesia ( Pusat ) | PT. Cobra Dental Indonesia Cab Kediri | Monitor Holder | 51329 | 3
C040.065878.FPB | 2024-09-30 | 9 | Reguler | PT. Cobra Dental Indonesia ( Pusat ) | PT. Cobra Dental Indonesia Cab Surabaya - Uht | Dental Low Speed CX235 S-2A/Straight Handpiece | 51150.S-2A | 3
C032.064219.FPB | 2024-09-05 | 9 | Reguler | PT. Cobra Dental Indonesia ( Pusat ) | PT. Cobra Dental Indonesia Cab Palembang - Batam | Dental Low Speed CX235 C1-2/Contra Angle Handpiece | 51150.C1-2 | 3
C007.064598.FPB | 2024-09-11 | 9 | Cito | PT. Cobra Dental Indonesia ( Pusat ) | PT Cobra Dental Indonesia Cab Surabaya | 12.02.0260 HEATING STICK For Tanda Color 2.0 | 51365 | 2
C037.064721.FPB | 2024-09-12 | 9 | Cito | PT. Cobra Dental Indonesia ( Pusat ) | PT. Cobra Dental Indonesia Cab Pejaten | Coupling CX-117 (4 Hole) | 51045-4 | 7
C007.064913.FPB | 2024-09-17 | 9 | Reguler | PT. Cobra Dental Indonesia ( Pusat ) | PT Cobra Dental Indonesia Cab Surabaya | Heating Stick for Tanda N class | 5936.SS019 | 4
C014.064966.FPB | 2024-09-18 | 9 | Reguler | PT. Cobra Dental Indonesia ( Pusat ) | PT Cobra Dental Indonesia Cab Bandung - Unpad | Dental Low Speed CX235 C1-2/Contra Angle Handpiece | 51150.C1-2 | 5
C027.065423.FPB | 2024-09-24 | 9 | Reguler | PT. Cobra Dental Indonesia ( Pusat ) | PT. Cobra Dental Indonesia Cab Medan | Dental Low Speed CX235 S-2A/Straight Handpiece | 51150.S-2A | 2
C036.065372.FPB | 2024-09-23 | 9 | Reguler | PT. Cobra Dental Indonesia ( Pusat ) | PT. Cobra Dental Indonesia Cab Kediri | Electro Surgery Tip/T3 Large loop | 51075.TE0001.032RH | 2
C036.065372.FPB | 2024-09-23 | 9 | Reguler | PT. Cobra Dental Indonesia ( Pusat ) | PT. Cobra Dental Indonesia Cab Kediri | Electro Surgery Tip /T1 Diamond shaped | 51075.TE0001.012RH | 2
C036.065372.FPB | 2024-09-23 | 9 | Reguler | PT. Cobra Dental Indonesia ( Pusat ) | PT. Cobra Dental Indonesia Cab Kediri | Dental Low Speed CX235 S-2A/Straight Handpiece | 51150.S-2A | 5
C036.065372.FPB | 2024-09-23 | 9 | Reguler | PT. Cobra Dental Indonesia ( Pusat ) | PT. Cobra Dental Indonesia Cab Kediri | Dental Low Speed CX235 C1-2/Contra Angle Handpiece | 51150.C1-2 | 5
C001.065613.FPB | 2024-09-26 | 9 | Cito | PT. Cobra Dental Indonesia ( Pusat ) | PT Cobra Dental Indonesia Cab Yogyakarta | FEP Film 10 pcs | 51268 | 20
C013.064156.FPB | 2024-09-04 | 9 | Cito | PT. Cobra Dental Indonesia ( Pusat ) | PT Cobra Dental Indonesia Cab Bandung | Steam Generator Kit | 5825.BS05008 | 3
C007.064910.FPB | 2024-09-17 | 9 | Reguler | PT. Cobra Dental Indonesia ( Pusat ) | PT Cobra Dental Indonesia Cab Surabaya | LED Operation Lamp CX-204 | 5982 | 5
C007.065224.FPB | 2024-09-20 | 9 | Cito | PT. Cobra Dental Indonesia ( Pusat ) | PT Cobra Dental Indonesia Cab Surabaya | Intraoral Camera Cable For DA 500 | 51333 | 2
C021.065326.FPB | 2024-09-21 | 9 | Cito | PT. Cobra Dental Indonesia ( Pusat ) | PT Cobra Dental Indonesia Cab Palembang | Modul Scaller Piezo ART | 5222 | 1
C013.065534.FPB | 2024-09-25 | 9 | Cito | PT. Cobra Dental Indonesia ( Pusat ) | PT Cobra Dental Indonesia Cab Bandung | Transformer | 5824.LS11001 | 1
C007.065840.FPB | 2024-09-30 | 9 | Reguler | PT. Cobra Dental Indonesia ( Pusat ) | PT Cobra Dental Indonesia Cab Surabaya | Heating Stick for Tanda N class | 5936.SS019 | 4
C014.064131.FPB | 2024-09-04 | 9 | Reguler | PT. Cobra Dental Indonesia ( Pusat ) | PT Cobra Dental Indonesia Cab Bandung - Unpad | Water Bottle In White Plastic CX-266 | 5995 | 8
C008.065819.FPB | 2024-09-30 | 9 | Reguler | PT. Cobra Dental Indonesia ( Pusat ) | PT Cobra Dental Indonesia Cab Surabaya - Unair | Dental Low Speed CX235 C1-2/Contra Angle Handpiece | 51150.C1-2 | 3
C006.065510.FPB | 2024-09-25 | 9 | Reguler | PT. Cobra Dental Indonesia ( Pusat ) | PT Cobra Dental Indonesia Cab Jakarta | Doctor Stool CX-008 | 5972 | 2
C006.064951.FPB | 2024-09-17 | 9 | Cito | PT. Cobra Dental Indonesia ( Pusat ) | PT Cobra Dental Indonesia Cab Jakarta | Monitor Holder | 51329 | 30
C006.065243.FPB | 2024-09-20 | 9 | Cito | PT. Cobra Dental Indonesia ( Pusat ) | PT Cobra Dental Indonesia Cab Jakarta | Monitor Holder | 51329 | 30
C029.065822.FPB | 2024-09-30 | 9 | Reguler | PT. Cobra Dental Indonesia ( Pusat ) | PT. Cobra Dental Indonesia Cab Malang | New Suction Filter CX-040 | 5999 | 3
C013.066006.FPB | 2024-10-02 | 10 | Reguler | PT. Cobra Dental Indonesia ( Pusat ) | PT Cobra Dental Indonesia Cab Bandung | LED Operation Lamp CX-204 | 5982 | 1
C037.066840.FPB | 2024-10-17 | 10 | Cito | PT. Cobra Dental Indonesia ( Pusat ) | PT. Cobra Dental Indonesia Cab Pejaten | Braided Pipe | 51441 | 3
C037.066840.FPB | 2024-10-17 | 10 | Cito | PT. Cobra Dental Indonesia ( Pusat ) | PT. Cobra Dental Indonesia Cab Pejaten | Bearing Woodpecker | 5331 | 5
C037.066840.FPB | 2024-10-17 | 10 | Cito | PT. Cobra Dental Indonesia ( Pusat ) | PT. Cobra Dental Indonesia Cab Pejaten | Saliva filter cup | 51388 | 2
C037.066840.FPB | 2024-10-17 | 10 | Cito | PT. Cobra Dental Indonesia ( Pusat ) | PT. Cobra Dental Indonesia Cab Pejaten | Transformer (without Memory) CX-066 | 51051 | 2
C037.066840.FPB | 2024-10-17 | 10 | Cito | PT. Cobra Dental Indonesia ( Pusat ) | PT. Cobra Dental Indonesia Cab Pejaten | Single Air Switch CX-219 | 51034 | 10
C034.067353.FPB | 2024-10-24 | 10 | Cito | PT. Cobra Dental Indonesia ( Pusat ) | PT. Cobra Dental Indonesia Cab Banjarmasin | 12.02.0260 HEATING STICK For Tanda Color 2.0 | 51365 | 1
C034.067353.FPB | 2024-10-24 | 10 | Cito | PT. Cobra Dental Indonesia ( Pusat ) | PT. Cobra Dental Indonesia Cab Banjarmasin | Heating Stick for Tanda N class | 5936.SS019 | 2
C029.066192.FPB | 2024-10-07 | 10 | Reguler | PT. Cobra Dental Indonesia ( Pusat ) | PT. Cobra Dental Indonesia Cab Malang | Electric-magnetic Valve CX-097 | 51032 | 5
C029.066192.FPB | 2024-10-07 | 10 | Reguler | PT. Cobra Dental Indonesia ( Pusat ) | PT. Cobra Dental Indonesia Cab Malang | Air-electrical Valve CX-096 | 51031 | 5
C006.066347.FPB | 2024-10-09 | 10 | Reguler | PT. Cobra Dental Indonesia ( Pusat ) | PT Cobra Dental Indonesia Cab Jakarta | Monitor Holder | 51329 | 20
C040.066830.FPB | 2024-10-16 | 10 | Cito | PT. Cobra Dental Indonesia ( Pusat ) | PT. Cobra Dental Indonesia Cab Surabaya - Uht | JG-L1 Dental Simulator Lamp | 51456 | 10
C033.067146.FPB | 2024-10-22 | 10 | Reguler | PT. Cobra Dental Indonesia ( Pusat ) | PT. Cobra Dental Indonesia Cab Lampung | Doctor Stool CX-008 | 5972 | 2
C001.067452.FPB | 2024-10-25 | 10 | Reguler | PT. Cobra Dental Indonesia ( Pusat ) | PT Cobra Dental Indonesia Cab Yogyakarta | E1 Handpiece | 51076.EU0016.052RH | 1
C037.067913.FPB | 2024-10-31 | 10 | Cito | PT. Cobra Dental Indonesia ( Pusat ) | PT. Cobra Dental Indonesia Cab Pejaten | Pin Cable Camera | 51330 | 2
C037.067913.FPB | 2024-10-31 | 10 | Cito | PT. Cobra Dental Indonesia ( Pusat ) | PT. Cobra Dental Indonesia Cab Pejaten | Slang PU 6 X 4 / 0,5 Meter (TU0604BU-100) | 5089 | 40
C037.067913.FPB | 2024-10-31 | 10 | Cito | PT. Cobra Dental Indonesia ( Pusat ) | PT. Cobra Dental Indonesia Cab Pejaten | LCD Screen DJ-89 Use for DJ89 Printer | 51284 | 2
C007.066184.FPB | 2024-10-07 | 10 | Reguler | PT. Cobra Dental Indonesia ( Pusat ) | PT Cobra Dental Indonesia Cab Surabaya | Dental Low Speed CX235 S-2A/Straight Handpiece | 51150.S-2A | 2
C007.066184.FPB | 2024-10-07 | 10 | Reguler | PT. Cobra Dental Indonesia ( Pusat ) | PT Cobra Dental Indonesia Cab Surabaya | Dental Low Speed CX235 C1-2/Contra Angle Handpiece | 51150.C1-2 | 3
C015.066871.FPB | 2024-10-17 | 10 | Cito | PT. Cobra Dental Indonesia ( Pusat ) | PT Cobra Dental Indonesia Cab Denpasar | Stabilizer Arakawa 2KVA | 51347 | 1
C007.067041.FPB | 2024-10-21 | 10 | Reguler | PT. Cobra Dental Indonesia ( Pusat ) | PT Cobra Dental Indonesia Cab Surabaya | Dental Low Speed CX235 C1-2/Contra Angle Handpiece | 51150.C1-2 | 5
C046.067855.FPB | 2024-10-30 | 10 | Cito | PT. Cobra Dental Indonesia ( Pusat ) | PT. Cobra Dental Indonesia Cab Palembang - Jambi | Monitor Holder | 51329 | 1
C019.067910.FPB | 2024-10-31 | 10 | Reguler | PT. Cobra Dental Indonesia ( Pusat ) | PT Cobra Dental Indonesia Cab Semarang | Straight Tubing for 3-Way Syringe CX-113 | 51044 | 3
C014.066039.FPB | 2024-10-03 | 10 | Dental Unit | PT. Cobra Dental Indonesia ( Pusat ) | PT Cobra Dental Indonesia Cab Bandung - Unpad | Doctor Stool With PU Cushion CX-142 | 51193 | 2
C039.066139.FPB | 2024-10-04 | 10 | Cito | PT. Cobra Dental Indonesia ( Pusat ) | PT. Cobra Dental Indonesia Cab Tangerang | Doctor Stool CX-008 | 5972 | 1
C028.066184.FPB | 2024-10-07 | 10 | Cito | PT. Cobra Dental Indonesia ( Pusat ) | PT. Cobra Dental Indonesia Cab Aceh | Set of Cuspidor CX-177 Cramic | 5991 | 1
C007.066606.FPB | 2024-10-14 | 10 | Reguler | PT. Cobra Dental Indonesia ( Pusat ) | PT Cobra Dental Indonesia Cab Surabaya | Syringe (Two Tip) CX-121 | 51047 | 15
C035.067340.FPB | 2024-10-24 | 10 | Cito | PT. Cobra Dental Indonesia ( Pusat ) | PT. Cobra Dental Indonesia Cab Bekasi | Resin Tank | 5318 | 2
C019.066221.FPB | 2024-10-07 | 10 | Dental Unit | PT. Cobra Dental Indonesia ( Pusat ) | PT Cobra Dental Indonesia Cab Semarang | Doctor Stool CX-008 | 5972 | 1
C037.066491.FPB | 2024-10-10 | 10 | Cito | PT. Cobra Dental Indonesia ( Pusat ) | PT. Cobra Dental Indonesia Cab Pejaten | PC Control Board (Without Memory) CX-062 | 51190 | 3
C037.066491.FPB | 2024-10-10 | 10 | Cito | PT. Cobra Dental Indonesia ( Pusat ) | PT. Cobra Dental Indonesia Cab Pejaten | 1# Single Holder CX-037 | 51189 | 3
C037.066491.FPB | 2024-10-10 | 10 | Cito | PT. Cobra Dental Indonesia ( Pusat ) | PT. Cobra Dental Indonesia Cab Pejaten | 2# Single Holder CX-038 | 5998 | 3
C037.066491.FPB | 2024-10-10 | 10 | Cito | PT. Cobra Dental Indonesia ( Pusat ) | PT. Cobra Dental Indonesia Cab Pejaten | Micro Switch for Handpiece or Scaler (Normal Close or Normal Open) CX-095 | 51030 | 3
C037.066491.FPB | 2024-10-10 | 10 | Cito | PT. Cobra Dental Indonesia ( Pusat ) | PT. Cobra Dental Indonesia Cab Pejaten | 4-Hole Handpiece Tubing CX-110 | 51042 | 10
C040.066825.FPB | 2024-10-16 | 10 | Cito | PT. Cobra Dental Indonesia ( Pusat ) | PT. Cobra Dental Indonesia Cab Surabaya - Uht | JG-L1 Dental Simulator Lamp | 51456 | 10
C047.067449.FPB | 2024-10-25 | 10 | Reguler | PT. Cobra Dental Indonesia ( Pusat ) | PT. Cobra Dental Indonesia Cab Denpasar - Saraswati | Electro Surgery Tip/T5 Heavy wire | 51075.TE0001.052RH | 2
C014.066338.FPB | 2024-10-09 | 10 | Reguler | PT. Cobra Dental Indonesia ( Pusat ) | PT Cobra Dental Indonesia Cab Bandung - Unpad | Water Bottle In White Plastic CX-266 | 5995 | 4
C029.067045.FPB | 2024-10-21 | 10 | Reguler | PT. Cobra Dental Indonesia ( Pusat ) | PT. Cobra Dental Indonesia Cab Malang | Dental Low Speed CX235 S-2A/Straight Handpiece | 51150.S-2A | 5
C029.067045.FPB | 2024-10-21 | 10 | Reguler | PT. Cobra Dental Indonesia ( Pusat ) | PT. Cobra Dental Indonesia Cab Malang | Dental Low Speed CX235 C1-2/Contra Angle Handpiece | 51150.C1-2 | 5
C029.067622.FPB | 2024-10-28 | 10 | Reguler | PT. Cobra Dental Indonesia ( Pusat ) | PT. Cobra Dental Indonesia Cab Malang | program controller | 51399 | 3
C029.067622.FPB | 2024-10-28 | 10 | Reguler | PT. Cobra Dental Indonesia ( Pusat ) | PT. Cobra Dental Indonesia Cab Malang | Saliva filter cup | 51388 | 3
C029.067622.FPB | 2024-10-28 | 10 | Reguler | PT. Cobra Dental Indonesia ( Pusat ) | PT. Cobra Dental Indonesia Cab Malang | Treatment Circuit Board | 51409 | 3
C006.065985.FPB | 2024-10-02 | 10 | Reguler | PT. Cobra Dental Indonesia ( Pusat ) | PT Cobra Dental Indonesia Cab Jakarta | Monitor Holder | 51329 | 20
C039.067352.FPB | 2024-10-24 | 10 | Cito | PT. Cobra Dental Indonesia ( Pusat ) | PT. Cobra Dental Indonesia Cab Tangerang | Doctor Stool CX-008 | 5972 | 1
C007.066177.FPB | 2024-10-04 | 10 | Cito | PT. Cobra Dental Indonesia ( Pusat ) | PT Cobra Dental Indonesia Cab Surabaya | Intraoral Camera Cable For DA 500 | 51333 | 2
C027.066283.FPB | 2024-10-08 | 10 | Reguler | PT. Cobra Dental Indonesia ( Pusat ) | PT. Cobra Dental Indonesia Cab Medan | Dental Low Speed CX235 S-2A/Straight Handpiece | 51150.S-2A | 5
C027.066283.FPB | 2024-10-08 | 10 | Reguler | PT. Cobra Dental Indonesia ( Pusat ) | PT. Cobra Dental Indonesia Cab Medan | Dental Low Speed CX235 C1-2/Contra Angle Handpiece | 51150.C1-2 | 5
C040.066619.FPB | 2024-10-14 | 10 | Reguler | PT. Cobra Dental Indonesia ( Pusat ) | PT. Cobra Dental Indonesia Cab Surabaya - Uht | JG-L1 Dental Simulator Lamp | 51456 | 10
C039.066759.FPB | 2024-10-16 | 10 | Reguler | PT. Cobra Dental Indonesia ( Pusat ) | PT. Cobra Dental Indonesia Cab Tangerang | Doctor Stool CX-008 | 5972 | 1
C013.067245.FPB | 2024-10-23 | 10 | Reguler | PT. Cobra Dental Indonesia ( Pusat ) | PT Cobra Dental Indonesia Cab Bandung | Doctor Stool CX-008 | 5972 | 1
C037.068013.FPB | 2024-11-01 | 11 | Cito | PT. Cobra Dental Indonesia ( Pusat ) | PT. Cobra Dental Indonesia Cab Pejaten | Comp Ring Kompresor DRS-210 | 51140 | 2
C015.068054.FPB | 2024-11-01 | 11 | Reguler | PT. Cobra Dental Indonesia ( Pusat ) | PT Cobra Dental Indonesia Cab Denpasar | Dental Low Speed CX235 C1-2/Contra Angle Handpiece | 51150.C1-2 | 10
C019.069354.FPB | 2024-11-21 | 11 | Reguler | PT. Cobra Dental Indonesia ( Pusat ) | PT Cobra Dental Indonesia Cab Semarang | Syringe (Two Tip) CX-121 | 51047 | 3
C040.069584.FPB | 2024-11-25 | 11 | Reguler | PT. Cobra Dental Indonesia ( Pusat ) | PT. Cobra Dental Indonesia Cab Surabaya - Uht | JG-L1 Dental Simulator Lamp | 51456 | 10
C040.069584.FPB | 2024-11-25 | 11 | Reguler | PT. Cobra Dental Indonesia ( Pusat ) | PT. Cobra Dental Indonesia Cab Surabaya - Uht | JG-L1 Dental Simulator Lamp | 51456 | 10
C012.069588.FPB | 2024-11-25 | 11 | Reguler | PT. Cobra Dental Indonesia ( Pusat ) | PT Cobra Dental Indonesia Cab Jember | Dental Low Speed CX235 S-2A/Straight Handpiece | 51150.S-2A | 5
C012.069588.FPB | 2024-11-25 | 11 | Reguler | PT. Cobra Dental Indonesia ( Pusat ) | PT Cobra Dental Indonesia Cab Jember | Dental Low Speed CX235 S-2A/Straight Handpiece | 51150.S-2A | 5
C015.069599.FPB | 2024-11-25 | 11 | Cito | PT. Cobra Dental Indonesia ( Pusat ) | PT Cobra Dental Indonesia Cab Denpasar | Electro Surgery Tip/T7 Fine oval loop | 51075.TE0001.072RH | 2
C015.069599.FPB | 2024-11-25 | 11 | Cito | PT. Cobra Dental Indonesia ( Pusat ) | PT Cobra Dental Indonesia Cab Denpasar | Electro Surgery Tip/T5 Heavy wire | 51075.TE0001.052RH | 2
C015.069599.FPB | 2024-11-25 | 11 | Cito | PT. Cobra Dental Indonesia ( Pusat ) | PT Cobra Dental Indonesia Cab Denpasar | Electro Surgery Tip/T4 Fine wire | 51075.TE0001.042RH | 2
C015.069599.FPB | 2024-11-25 | 11 | Cito | PT. Cobra Dental Indonesia ( Pusat ) | PT Cobra Dental Indonesia Cab Denpasar | Electro Surgery Tip/T7 Fine oval loop | 51075.TE0001.072RH | 2
C015.069599.FPB | 2024-11-25 | 11 | Cito | PT. Cobra Dental Indonesia ( Pusat ) | PT Cobra Dental Indonesia Cab Denpasar | Electro Surgery Tip/T5 Heavy wire | 51075.TE0001.052RH | 2
C015.069599.FPB | 2024-11-25 | 11 | Cito | PT. Cobra Dental Indonesia ( Pusat ) | PT Cobra Dental Indonesia Cab Denpasar | Electro Surgery Tip/T4 Fine wire | 51075.TE0001.042RH | 2
C006.069639.FPB | 2024-11-25 | 11 | Cito | PT. Cobra Dental Indonesia ( Pusat ) | PT Cobra Dental Indonesia Cab Jakarta | Dental Low Speed CX235 S-2A/Straight Handpiece | 51150.S-2A | 5
C006.069639.FPB | 2024-11-25 | 11 | Cito | PT. Cobra Dental Indonesia ( Pusat ) | PT Cobra Dental Indonesia Cab Jakarta | Dental Low Speed CX235 C1-2/Contra Angle Handpiece | 51150.C1-2 | 5
C006.069639.FPB | 2024-11-25 | 11 | Cito | PT. Cobra Dental Indonesia ( Pusat ) | PT Cobra Dental Indonesia Cab Jakarta | Dental Low Speed CX235 S-2A/Straight Handpiece | 51150.S-2A | 5
C006.069639.FPB | 2024-11-25 | 11 | Cito | PT. Cobra Dental Indonesia ( Pusat ) | PT Cobra Dental Indonesia Cab Jakarta | Dental Low Speed CX235 C1-2/Contra Angle Handpiece | 51150.C1-2 | 5
C023.069553.FPB | 2024-11-23 | 11 | Dental Unit | PT. Cobra Dental Indonesia ( Pusat ) | PT Cobra Dental Indonesia Cab Purwokerto | Stabilizer Arakawa 2KVA | 51347 | 1
C023.069553.FPB | 2024-11-23 | 11 | Dental Unit | PT. Cobra Dental Indonesia ( Pusat ) | PT Cobra Dental Indonesia Cab Purwokerto | Stabilizer Arakawa 2KVA | 51347 | 1
C023.069553.FPB | 2024-11-23 | 11 | Dental Unit | PT. Cobra Dental Indonesia ( Pusat ) | PT Cobra Dental Indonesia Cab Purwokerto | Doctor Stool CX-008 | 5972 | 1
C016.068474.FPB | 2024-11-08 | 11 | Cito | PT. Cobra Dental Indonesia ( Pusat ) | PT Cobra Dental Indonesia Cab Makassar | Electro Surgery Tip/T7 Fine oval loop | 51075.TE0001.072RH | 3
C016.068474.FPB | 2024-11-08 | 11 | Cito | PT. Cobra Dental Indonesia ( Pusat ) | PT Cobra Dental Indonesia Cab Makassar | Electro Surgery Tip/T5 Heavy wire | 51075.TE0001.052RH | 3
C016.068474.FPB | 2024-11-08 | 11 | Cito | PT. Cobra Dental Indonesia ( Pusat ) | PT Cobra Dental Indonesia Cab Makassar | Electro Surgery Tip/T4 Fine wire | 51075.TE0001.042RH | 3
C001.068660.FPB | 2024-11-12 | 11 | Cito | PT. Cobra Dental Indonesia ( Pusat ) | PT Cobra Dental Indonesia Cab Yogyakarta | Electro Surgery Tip/T4 Fine wire | 51075.TE0001.042RH | 2
C015.068916.FPB | 2024-11-15 | 11 | Reguler | PT. Cobra Dental Indonesia ( Pusat ) | PT Cobra Dental Indonesia Cab Denpasar | Electro Surgery Tip/T7 Fine oval loop | 51075.TE0001.072RH | 1
C015.068916.FPB | 2024-11-15 | 11 | Reguler | PT. Cobra Dental Indonesia ( Pusat ) | PT Cobra Dental Indonesia Cab Denpasar | Electro Surgery Tip/T5 Heavy wire | 51075.TE0001.052RH | 1
C015.068916.FPB | 2024-11-15 | 11 | Reguler | PT. Cobra Dental Indonesia ( Pusat ) | PT Cobra Dental Indonesia Cab Denpasar | Electro Surgery Tip/T4 Fine wire | 51075.TE0001.042RH | 1
C015.068916.FPB | 2024-11-15 | 11 | Reguler | PT. Cobra Dental Indonesia ( Pusat ) | PT Cobra Dental Indonesia Cab Denpasar | Electro Surgery Tip/T2 Small loop | 51075.TE0001.022RH | 1
C015.068916.FPB | 2024-11-15 | 11 | Reguler | PT. Cobra Dental Indonesia ( Pusat ) | PT Cobra Dental Indonesia Cab Denpasar | Electro Surgery Tip /T1 Diamond shaped | 51075.TE0001.012RH | 1
C037.069521.FPB | 2024-11-22 | 11 | Cito | PT. Cobra Dental Indonesia ( Pusat ) | PT. Cobra Dental Indonesia Cab Pejaten | LED Operation Lamp CX-204 | 5982 | 4
C037.069521.FPB | 2024-11-22 | 11 | Cito | PT. Cobra Dental Indonesia ( Pusat ) | PT. Cobra Dental Indonesia Cab Pejaten | Steam Generator Kit | 5825.BS05008 | 2
C037.069521.FPB | 2024-11-22 | 11 | Cito | PT. Cobra Dental Indonesia ( Pusat ) | PT. Cobra Dental Indonesia Cab Pejaten | Comp Ring Kompresor Swan | 5182 | 3
C037.069521.FPB | 2024-11-22 | 11 | Cito | PT. Cobra Dental Indonesia ( Pusat ) | PT. Cobra Dental Indonesia Cab Pejaten | PCB Board for 19Inch Monitor | 51545 | 2
C037.069521.FPB | 2024-11-22 | 11 | Cito | PT. Cobra Dental Indonesia ( Pusat ) | PT. Cobra Dental Indonesia Cab Pejaten | 19INCH Monitor | 51544 | 2
C037.069521.FPB | 2024-11-22 | 11 | Cito | PT. Cobra Dental Indonesia ( Pusat ) | PT. Cobra Dental Indonesia Cab Pejaten | Handpiece Camera CF-989 | 51543 | 5
C037.069521.FPB | 2024-11-22 | 11 | Cito | PT. Cobra Dental Indonesia ( Pusat ) | PT. Cobra Dental Indonesia Cab Pejaten | LCD Screen DJ-89 Use for DJ89 Printer | 51284 | 4
C037.069521.FPB | 2024-11-22 | 11 | Cito | PT. Cobra Dental Indonesia ( Pusat ) | PT. Cobra Dental Indonesia Cab Pejaten | Progpam Control Box (Without memory) CX-061 | 51191 | 2
C037.069521.FPB | 2024-11-22 | 11 | Cito | PT. Cobra Dental Indonesia ( Pusat ) | PT. Cobra Dental Indonesia Cab Pejaten | Steam Generator Kit | 5825.BS05008 | 2
C037.069521.FPB | 2024-11-22 | 11 | Cito | PT. Cobra Dental Indonesia ( Pusat ) | PT. Cobra Dental Indonesia Cab Pejaten | PCB Board for 19Inch Monitor | 51545 | 2
C037.069521.FPB | 2024-11-22 | 11 | Cito | PT. Cobra Dental Indonesia ( Pusat ) | PT. Cobra Dental Indonesia Cab Pejaten | 19INCH Monitor | 51544 | 2
C037.069521.FPB | 2024-11-22 | 11 | Cito | PT. Cobra Dental Indonesia ( Pusat ) | PT. Cobra Dental Indonesia Cab Pejaten | Comp Ring Kompresor Swan | 5182 | 3
C037.069521.FPB | 2024-11-22 | 11 | Cito | PT. Cobra Dental Indonesia ( Pusat ) | PT. Cobra Dental Indonesia Cab Pejaten | Progpam Control Box (Without memory) CX-061 | 51191 | 2
C037.069521.FPB | 2024-11-22 | 11 | Cito | PT. Cobra Dental Indonesia ( Pusat ) | PT. Cobra Dental Indonesia Cab Pejaten | LED Operation Lamp CX-204 | 5982 | 4
C037.069521.FPB | 2024-11-22 | 11 | Cito | PT. Cobra Dental Indonesia ( Pusat ) | PT. Cobra Dental Indonesia Cab Pejaten | Handpiece Camera CF-989 | 51543 | 5
C037.069521.FPB | 2024-11-22 | 11 | Cito | PT. Cobra Dental Indonesia ( Pusat ) | PT. Cobra Dental Indonesia Cab Pejaten | LCD Screen DJ-89 Use for DJ89 Printer | 51284 | 4
C023.069554.FPB | 2024-11-23 | 11 | Dental Unit | PT. Cobra Dental Indonesia ( Pusat ) | PT Cobra Dental Indonesia Cab Purwokerto | Stabilizer Arakawa 2KVA | 51347 | 1
C023.069554.FPB | 2024-11-23 | 11 | Dental Unit | PT. Cobra Dental Indonesia ( Pusat ) | PT Cobra Dental Indonesia Cab Purwokerto | Stabilizer Arakawa 2KVA | 51347 | 1
C037.069956.FPB | 2024-11-30 | 11 | Cito | PT. Cobra Dental Indonesia ( Pusat ) | PT. Cobra Dental Indonesia Cab Pejaten | TANZO Classic Display PCB | 5965.LS16003 | 1
C037.069956.FPB | 2024-11-30 | 11 | Cito | PT. Cobra Dental Indonesia ( Pusat ) | PT. Cobra Dental Indonesia Cab Pejaten | TANZO Classic Display PCB | 5965.LS16003 | 1
C034.066933.FPB | 2024-11-18 | 11 | Reguler | PT. Cobra Dental Indonesia ( Pusat ) | PT. Cobra Dental Indonesia Cab Banjarmasin | Dental Low Speed CX235 C1-2/Contra Angle Handpiece | 51150.C1-2 | 3
C034.066933.FPB | 2024-11-18 | 11 | Reguler | PT. Cobra Dental Indonesia ( Pusat ) | PT. Cobra Dental Indonesia Cab Banjarmasin | Dental Low Speed CX235 S-2A/Straight Handpiece | 51150.S-2A | 3
C023.068312.FPB | 2024-11-07 | 11 | Reguler | PT. Cobra Dental Indonesia ( Pusat ) | PT Cobra Dental Indonesia Cab Purwokerto | 3# Glass Cuspidor CX-133 | 5989 | 1
C033.068630.FPB | 2024-11-12 | 11 | Reguler | PT. Cobra Dental Indonesia ( Pusat ) | PT. Cobra Dental Indonesia Cab Lampung | Pressure Switch | 51450 | 1
C037.068680.FPB | 2024-11-12 | 11 | Cito | PT. Cobra Dental Indonesia ( Pusat ) | PT. Cobra Dental Indonesia Cab Pejaten | 2# Air Reducer CX-099 | 51035 | 1
C025.068707.FPB | 2024-11-13 | 11 | Cito | PT. Cobra Dental Indonesia ( Pusat ) | PT Cobra Dental Indonesia Cab Yogyakarta - GAMA | Electro Surgery Tip/T4 Fine wire | 51075.TE0001.042RH | 2
C037.068795.FPB | 2024-11-13 | 11 | Cito | PT. Cobra Dental Indonesia ( Pusat ) | PT. Cobra Dental Indonesia Cab Pejaten | Slang PU Kecil Ukuran 4 x 2 / 0,5 Meter (TU0425BU,0425C-100) | 5083 | 50
C037.068795.FPB | 2024-11-13 | 11 | Cito | PT. Cobra Dental Indonesia ( Pusat ) | PT. Cobra Dental Indonesia Cab Pejaten | Injakan Scaller Woodpecker | 5296 | 2
C037.068795.FPB | 2024-11-13 | 11 | Cito | PT. Cobra Dental Indonesia ( Pusat ) | PT. Cobra Dental Indonesia Cab Pejaten | Screen PCB tipe C-AS-24-31-01 220V for C-AS1 | 51102.C.AS.31.01 | 1
C037.068795.FPB | 2024-11-13 | 11 | Cito | PT. Cobra Dental Indonesia ( Pusat ) | PT. Cobra Dental Indonesia Cab Pejaten | Strong Sucking Valve CX-089 | 51024 | 1
C037.068795.FPB | 2024-11-13 | 11 | Cito | PT. Cobra Dental Indonesia ( Pusat ) | PT. Cobra Dental Indonesia Cab Pejaten | 4-Hole Handpiece Tubing CX-110 | 51042 | 5
C037.068795.FPB | 2024-11-13 | 11 | Cito | PT. Cobra Dental Indonesia ( Pusat ) | PT. Cobra Dental Indonesia Cab Pejaten | Treatment Circuit Board | 51409 | 2
C023.068822.FPB | 2024-11-14 | 11 | Reguler | PT. Cobra Dental Indonesia ( Pusat ) | PT Cobra Dental Indonesia Cab Purwokerto | Stabilizer Arakawa 2KVA | 51347 | 1
C039.068710.FPB | 2024-11-13 | 11 | Reguler | PT. Cobra Dental Indonesia ( Pusat ) | PT. Cobra Dental Indonesia Cab Tangerang | Doctor Stool CX-009 | 5973 | 10
C039.068710.FPB | 2024-11-13 | 11 | Reguler | PT. Cobra Dental Indonesia ( Pusat ) | PT. Cobra Dental Indonesia Cab Tangerang | Doctor Stool CX-008 | 5972 | 1
C001.069335.FPB | 2024-11-21 | 11 | Reguler | PT. Cobra Dental Indonesia ( Pusat ) | PT Cobra Dental Indonesia Cab Yogyakarta | Doctor Stool CX-008 | 5972 | 1
C039.068232.FPB | 2024-11-06 | 11 | Reguler | PT. Cobra Dental Indonesia ( Pusat ) | PT. Cobra Dental Indonesia Cab Tangerang | Knob for CSIM dental chair unit | 51487 | 2
C018.068343.FPB | 2024-11-07 | 11 | Cito | PT. Cobra Dental Indonesia ( Pusat ) | PT Cobra Dental Indonesia Cab Pekanbaru | CX265-42 Motor Handle Base untuk C-Puma | 51602002 | 1
C014.068228.FPB | 2024-11-06 | 11 | Reguler | PT. Cobra Dental Indonesia ( Pusat ) | PT Cobra Dental Indonesia Cab Bandung - Unpad | Water Bottle In White Plastic CX-266 | 5995 | 2
C006.069284.FPB | 2024-11-20 | 11 | Reguler | PT. Cobra Dental Indonesia ( Pusat ) | PT Cobra Dental Indonesia Cab Jakarta | Dental Low Speed CX235 S-2A/Straight Handpiece | 51150.S-2A | 15
C006.069284.FPB | 2024-11-20 | 11 | Reguler | PT. Cobra Dental Indonesia ( Pusat ) | PT Cobra Dental Indonesia Cab Jakarta | Dental Low Speed CX235 C1-2/Contra Angle Handpiece | 51150.C1-2 | 15
C015.069301.FPB | 2024-11-20 | 11 | E-Catalog | PT. Cobra Dental Indonesia ( Pusat ) | PT Cobra Dental Indonesia Cab Denpasar | Monitor Holder | 51329 | 1
C037.067326.FPB | 2024-11-24 | 11 | Cito | PT. Cobra Dental Indonesia ( Pusat ) | PT. Cobra Dental Indonesia Cab Pejaten | Comp Ring Kompresor DRS-210 | 51140 | 4
C037.067326.FPB | 2024-11-24 | 11 | Cito | PT. Cobra Dental Indonesia ( Pusat ) | PT. Cobra Dental Indonesia Cab Pejaten | Comp Ring Kompresor Swan | 5182 | 4
C037.067326.FPB | 2024-11-24 | 11 | Cito | PT. Cobra Dental Indonesia ( Pusat ) | PT. Cobra Dental Indonesia Cab Pejaten | Lamp Arm CX-213 | 51186 | 2
C037.067326.FPB | 2024-11-24 | 11 | Cito | PT. Cobra Dental Indonesia ( Pusat ) | PT. Cobra Dental Indonesia Cab Pejaten | 866 Armrest CX-243 | 5984 | 2
C037.067326.FPB | 2024-11-24 | 11 | Cito | PT. Cobra Dental Indonesia ( Pusat ) | PT. Cobra Dental Indonesia Cab Pejaten | Modul Scaller ART P6 | 5223 | 1
C037.067326.FPB | 2024-11-24 | 11 | Cito | PT. Cobra Dental Indonesia ( Pusat ) | PT. Cobra Dental Indonesia Cab Pejaten | Modul Scaller Piezo ART | 5222 | 1
C007.069077.FPB | 2024-11-18 | 11 | Reguler | PT. Cobra Dental Indonesia ( Pusat ) | PT Cobra Dental Indonesia Cab Surabaya | Slang PU Kecil Ukuran 4 x 2 / 0,5 Meter (TU0425BU,0425C-100) | 5083 | 30
C007.069077.FPB | 2024-11-18 | 11 | Reguler | PT. Cobra Dental Indonesia ( Pusat ) | PT Cobra Dental Indonesia Cab Surabaya | Slang PU 6 X 4 / 0,5 Meter (TU0604BU-100) | 5089 | 30
C007.069077.FPB | 2024-11-18 | 11 | Reguler | PT. Cobra Dental Indonesia ( Pusat ) | PT Cobra Dental Indonesia Cab Surabaya | Slang PU 3 x 2 / 0,5 Meter (TIUB01BU-100) | 5088 | 25
C007.069077.FPB | 2024-11-18 | 11 | Reguler | PT. Cobra Dental Indonesia ( Pusat ) | PT Cobra Dental Indonesia Cab Surabaya | Slang Pam / 0,5 Meter (TU0805BU-100) | 5087 | 10
C007.069077.FPB | 2024-11-18 | 11 | Reguler | PT. Cobra Dental Indonesia ( Pusat ) | PT Cobra Dental Indonesia Cab Surabaya | TANZO Classic Display PCB 2.0 | 51546 | 1
C007.069077.FPB | 2024-11-18 | 11 | Reguler | PT. Cobra Dental Indonesia ( Pusat ) | PT Cobra Dental Indonesia Cab Surabaya | Syringe (Two Tip) CX-121 | 51047 | 1
C037.070106.FPB | 2024-12-02 | 12 | Cito | PT. Cobra Dental Indonesia ( Pusat ) | PT. Cobra Dental Indonesia Cab Pejaten | Syringe (Two Tip) CX-121 | 51047 | 1
C037.070106.FPB | 2024-12-02 | 12 | Cito | PT. Cobra Dental Indonesia ( Pusat ) | PT. Cobra Dental Indonesia Cab Pejaten | Slang Pam / 0,5 Meter (TU0805BU-100) | 5087 | 4
C037.070106.FPB | 2024-12-02 | 12 | Cito | PT. Cobra Dental Indonesia ( Pusat ) | PT. Cobra Dental Indonesia Cab Pejaten | Slang Pam / 0,5 Meter (TU0805BU-100) | 5087 | 4
C037.070106.FPB | 2024-12-02 | 12 | Cito | PT. Cobra Dental Indonesia ( Pusat ) | PT. Cobra Dental Indonesia Cab Pejaten | Syringe (Two Tip) CX-121 | 51047 | 1
C037.070106.FPB | 2024-12-02 | 12 | Cito | PT. Cobra Dental Indonesia ( Pusat ) | PT. Cobra Dental Indonesia Cab Pejaten | 2# Air Reducer CX-099 | 51035 | 1
C001.070319.FPB | 2024-12-05 | 12 | Cito | PT. Cobra Dental Indonesia ( Pusat ) | PT Cobra Dental Indonesia Cab Yogyakarta | Slang PU 6 X 4 / 0,5 Meter (TU0604BU-100) | 5089 | 30
C001.070319.FPB | 2024-12-05 | 12 | Cito | PT. Cobra Dental Indonesia ( Pusat ) | PT Cobra Dental Indonesia Cab Yogyakarta | Slang PU 3 x 2 / 0,5 Meter (TIUB01BU-100) | 5088 | 60
C001.070319.FPB | 2024-12-05 | 12 | Cito | PT. Cobra Dental Indonesia ( Pusat ) | PT Cobra Dental Indonesia Cab Yogyakarta | Slang Pam / 0,5 Meter (TU0805BU-100) | 5087 | 12
C001.070319.FPB | 2024-12-05 | 12 | Cito | PT. Cobra Dental Indonesia ( Pusat ) | PT Cobra Dental Indonesia Cab Yogyakarta | Slang PU Kecil Ukuran 4 x 2 / 0,5 Meter (TU0425BU,0425C-100) | 5083 | 90
C001.070319.FPB | 2024-12-05 | 12 | Cito | PT. Cobra Dental Indonesia ( Pusat ) | PT Cobra Dental Indonesia Cab Yogyakarta | Slang PU Kecil Ukuran 4 x 2 / 0,5 Meter (TU0425BU,0425C-100) | 5083 | 90
C001.070319.FPB | 2024-12-05 | 12 | Cito | PT. Cobra Dental Indonesia ( Pusat ) | PT Cobra Dental Indonesia Cab Yogyakarta | Slang PU 6 X 4 / 0,5 Meter (TU0604BU-100) | 5089 | 30
C001.070319.FPB | 2024-12-05 | 12 | Cito | PT. Cobra Dental Indonesia ( Pusat ) | PT Cobra Dental Indonesia Cab Yogyakarta | Slang PU 3 x 2 / 0,5 Meter (TIUB01BU-100) | 5088 | 60
C001.070319.FPB | 2024-12-05 | 12 | Cito | PT. Cobra Dental Indonesia ( Pusat ) | PT Cobra Dental Indonesia Cab Yogyakarta | Slang Pam / 0,5 Meter (TU0805BU-100) | 5087 | 12
C013.070645.FPB | 2024-12-11 | 12 | Reguler | PT. Cobra Dental Indonesia ( Pusat ) | PT Cobra Dental Indonesia Cab Bandung | CX235C7 C7-1 Dental Low Speed Handpieces (Hanpiece Ring Merah) | 51151.C7-1 | 1
C013.070645.FPB | 2024-12-11 | 12 | Reguler | PT. Cobra Dental Indonesia ( Pusat ) | PT Cobra Dental Indonesia Cab Bandung | CX235C7 C7-1 Dental Low Speed Handpieces (Hanpiece Ring Merah) | 51151.C7-1 | 1
C013.070945.FPB | 2024-12-16 | 12 | Cito | PT. Cobra Dental Indonesia ( Pusat ) | PT Cobra Dental Indonesia Cab Bandung | Heating Stick for Tanda N class | 5936.SS019 | 3
C013.070945.FPB | 2024-12-16 | 12 | Cito | PT. Cobra Dental Indonesia ( Pusat ) | PT Cobra Dental Indonesia Cab Bandung | Heating Stick for Tanda N class | 5936.SS019 | 3
C031.071280.FPB | 2024-12-19 | 12 | Cito | PT. Cobra Dental Indonesia ( Pusat ) | PT. Cobra Dental Indonesia Cab Surakarta | Air Switch CX-082 | 51016 | 2
C031.071280.FPB | 2024-12-19 | 12 | Cito | PT. Cobra Dental Indonesia ( Pusat ) | PT. Cobra Dental Indonesia Cab Surakarta | 2# Round Foot Pedal CX-104 | 51039 | 2
C031.071280.FPB | 2024-12-19 | 12 | Cito | PT. Cobra Dental Indonesia ( Pusat ) | PT. Cobra Dental Indonesia Cab Surakarta | Slang PU Kecil Ukuran 4 x 2 / 0,5 Meter (TU0425BU,0425C-100) | 5083 | 24
C031.071280.FPB | 2024-12-19 | 12 | Cito | PT. Cobra Dental Indonesia ( Pusat ) | PT. Cobra Dental Indonesia Cab Surakarta | Slang PU Kecil Ukuran 4 x 2 / 0,5 Meter (TU0425BU,0425C-100) | 5083 | 21
C031.071280.FPB | 2024-12-19 | 12 | Cito | PT. Cobra Dental Indonesia ( Pusat ) | PT. Cobra Dental Indonesia Cab Surakarta | 2# Round Foot Pedal CX-104 | 51039 | 2
C031.071280.FPB | 2024-12-19 | 12 | Cito | PT. Cobra Dental Indonesia ( Pusat ) | PT. Cobra Dental Indonesia Cab Surakarta | Air Switch CX-082 | 51016 | 2
C033.071342.FPB | 2024-12-20 | 12 | Cito | PT. Cobra Dental Indonesia ( Pusat ) | PT. Cobra Dental Indonesia Cab Lampung | Down Motor N8000 CX-059 | 5988 | 1
C033.071342.FPB | 2024-12-20 | 12 | Cito | PT. Cobra Dental Indonesia ( Pusat ) | PT. Cobra Dental Indonesia Cab Lampung | Down Motor N8000 CX-059 | 5988 | 1
C034.070386.FPB | 2024-12-06 | 12 | Reguler | PT. Cobra Dental Indonesia ( Pusat ) | PT. Cobra Dental Indonesia Cab Banjarmasin | LED Operation Lamp CX-204 | 5982 | 2
C034.070386.FPB | 2024-12-06 | 12 | Reguler | PT. Cobra Dental Indonesia ( Pusat ) | PT. Cobra Dental Indonesia Cab Banjarmasin | LED Operation Lamp CX-204 | 5982 | 2
C034.070386.FPB | 2024-12-06 | 12 | Reguler | PT. Cobra Dental Indonesia ( Pusat ) | PT. Cobra Dental Indonesia Cab Banjarmasin | Kabel Ultrasonic Scaller Piezo | 5032 | 2
C008.070924.FPB | 2024-12-16 | 12 | Reguler | PT. Cobra Dental Indonesia ( Pusat ) | PT Cobra Dental Indonesia Cab Surabaya - Unair | Dental Low Speed CX235 S-2A/Straight Handpiece | 51150.S-2A | 2
C008.070924.FPB | 2024-12-16 | 12 | Reguler | PT. Cobra Dental Indonesia ( Pusat ) | PT Cobra Dental Indonesia Cab Surabaya - Unair | Dental Low Speed CX235 S-2A/Straight Handpiece | 51150.S-2A | 2
C037.071172.FPB | 2024-12-19 | 12 | Cito | PT. Cobra Dental Indonesia ( Pusat ) | PT. Cobra Dental Indonesia Cab Pejaten | INTRAORAL CAMERA HOLDER | 51513 | 2
C037.071172.FPB | 2024-12-19 | 12 | Cito | PT. Cobra Dental Indonesia ( Pusat ) | PT. Cobra Dental Indonesia Cab Pejaten | ceramic spittoon basin | 51400 | 2
C037.071172.FPB | 2024-12-19 | 12 | Cito | PT. Cobra Dental Indonesia ( Pusat ) | PT. Cobra Dental Indonesia Cab Pejaten | Intraoral Camera Cable For DA 500 | 51333 | 6
C037.071172.FPB | 2024-12-19 | 12 | Cito | PT. Cobra Dental Indonesia ( Pusat ) | PT. Cobra Dental Indonesia Cab Pejaten | 2# Air Reducer CX-099 | 51035 | 4
C037.071172.FPB | 2024-12-19 | 12 | Cito | PT. Cobra Dental Indonesia ( Pusat ) | PT. Cobra Dental Indonesia Cab Pejaten | INTRAORAL CAMERA HOLDER | 51513 | 2
C037.071172.FPB | 2024-12-19 | 12 | Cito | PT. Cobra Dental Indonesia ( Pusat ) | PT. Cobra Dental Indonesia Cab Pejaten | Intraoral Camera Cable For DA 500 | 51333 | 6
C037.071172.FPB | 2024-12-19 | 12 | Cito | PT. Cobra Dental Indonesia ( Pusat ) | PT. Cobra Dental Indonesia Cab Pejaten | ceramic spittoon basin | 51400 | 2
C037.071172.FPB | 2024-12-19 | 12 | Cito | PT. Cobra Dental Indonesia ( Pusat ) | PT. Cobra Dental Indonesia Cab Pejaten | 2# Air Reducer CX-099 | 51035 | 4
C037.071522.FPB | 2024-12-24 | 12 | Reguler | PT. Cobra Dental Indonesia ( Pusat ) | PT. Cobra Dental Indonesia Cab Pejaten | Strong Sucking Valve CX-089 | 51024 | 1
C037.071522.FPB | 2024-12-24 | 12 | Reguler | PT. Cobra Dental Indonesia ( Pusat ) | PT. Cobra Dental Indonesia Cab Pejaten | Strong Sucking Valve CX-089 | 51024 | 1
C019.071870.FPB | 2024-12-30 | 12 | Cito | PT. Cobra Dental Indonesia ( Pusat ) | PT Cobra Dental Indonesia Cab Semarang | Bacteria filter | 51528 | 1
C019.071870.FPB | 2024-12-30 | 12 | Cito | PT. Cobra Dental Indonesia ( Pusat ) | PT Cobra Dental Indonesia Cab Semarang | Bacteria filter | 51528 | 1
C007.070047.FPB | 2024-12-02 | 12 | Reguler | PT. Cobra Dental Indonesia ( Pusat ) | PT Cobra Dental Indonesia Cab Surabaya | TANZO Classic Display PCB 2.0 | 51546 | 1
C007.070047.FPB | 2024-12-02 | 12 | Reguler | PT. Cobra Dental Indonesia ( Pusat ) | PT Cobra Dental Indonesia Cab Surabaya | TANZO Classic Display PCB 2.0 | 51546 | 1
C031.070705.FPB | 2024-12-12 | 12 | Reguler | PT. Cobra Dental Indonesia ( Pusat ) | PT. Cobra Dental Indonesia Cab Surakarta | Slang PU Kecil Ukuran 4 x 2 / 0,5 Meter (TU0425BU,0425C-100) | 5083 | 5
C031.070705.FPB | 2024-12-12 | 12 | Reguler | PT. Cobra Dental Indonesia ( Pusat ) | PT. Cobra Dental Indonesia Cab Surakarta | Slang PU Kecil Ukuran 4 x 2 / 0,5 Meter (TU0425BU,0425C-100) | 5083 | 5
C034.071142.FPB | 2024-12-18 | 12 | Cito | PT. Cobra Dental Indonesia ( Pusat ) | PT. Cobra Dental Indonesia Cab Banjarmasin | Down Motor N8000 CX-059 | 5988 | 1
C034.071142.FPB | 2024-12-18 | 12 | Cito | PT. Cobra Dental Indonesia ( Pusat ) | PT. Cobra Dental Indonesia Cab Banjarmasin | Up Motor N4000 CX-060 | 5987 | 1
C034.071142.FPB | 2024-12-18 | 12 | Cito | PT. Cobra Dental Indonesia ( Pusat ) | PT. Cobra Dental Indonesia Cab Banjarmasin | Progpam Control Box (Without memory) CX-061 | 51191 | 1
C034.071142.FPB | 2024-12-18 | 12 | Cito | PT. Cobra Dental Indonesia ( Pusat ) | PT. Cobra Dental Indonesia Cab Banjarmasin | PC Control Board (Without Memory) CX-062 | 51190 | 1
C034.071142.FPB | 2024-12-18 | 12 | Cito | PT. Cobra Dental Indonesia ( Pusat ) | PT. Cobra Dental Indonesia Cab Banjarmasin | Transformer (without Memory) CX-066 | 51051 | 1
C034.071142.FPB | 2024-12-18 | 12 | Cito | PT. Cobra Dental Indonesia ( Pusat ) | PT. Cobra Dental Indonesia Cab Banjarmasin | Transformer (without Memory) CX-066 | 51051 | 1
C034.071142.FPB | 2024-12-18 | 12 | Cito | PT. Cobra Dental Indonesia ( Pusat ) | PT. Cobra Dental Indonesia Cab Banjarmasin | PC Control Board (Without Memory) CX-062 | 51190 | 1
C034.071142.FPB | 2024-12-18 | 12 | Cito | PT. Cobra Dental Indonesia ( Pusat ) | PT. Cobra Dental Indonesia Cab Banjarmasin | Progpam Control Box (Without memory) CX-061 | 51191 | 1
C034.071142.FPB | 2024-12-18 | 12 | Cito | PT. Cobra Dental Indonesia ( Pusat ) | PT. Cobra Dental Indonesia Cab Banjarmasin | Down Motor N8000 CX-059 | 5988 | 1
C034.071142.FPB | 2024-12-18 | 12 | Cito | PT. Cobra Dental Indonesia ( Pusat ) | PT. Cobra Dental Indonesia Cab Banjarmasin | Up Motor N4000 CX-060 | 5987 | 1
C042.071762.FPB | 2024-12-27 | 12 | Cito | PT. Cobra Dental Indonesia ( Pusat ) | PT. Cobra Dental Indonesia Cab Balikpapan | program controller | 51399 | 1
C042.071762.FPB | 2024-12-27 | 12 | Cito | PT. Cobra Dental Indonesia ( Pusat ) | PT. Cobra Dental Indonesia Cab Balikpapan | program controller | 51399 | 1
C006.071082.FPB | 2024-12-18 | 12 | Reguler | PT. Cobra Dental Indonesia ( Pusat ) | PT Cobra Dental Indonesia Cab Jakarta | Dental Low Speed CX235 S-2A/Straight Handpiece | 51150.S-2A | 45
C006.071082.FPB | 2024-12-18 | 12 | Reguler | PT. Cobra Dental Indonesia ( Pusat ) | PT Cobra Dental Indonesia Cab Jakarta | Dental Low Speed CX235 S-2A/Straight Handpiece | 51150.S-2A | 45
C006.071529.FPB | 2024-12-24 | 12 | Reguler | PT. Cobra Dental Indonesia ( Pusat ) | PT Cobra Dental Indonesia Cab Jakarta | Intraoral Camera Cable For DA 500 | 51333 | 10
C037.071608.FPB | 2024-12-26 | 12 | Cito | PT. Cobra Dental Indonesia ( Pusat ) | PT. Cobra Dental Indonesia Cab Pejaten | Air Filter | 5811.LS05066 | 5
C037.071608.FPB | 2024-12-26 | 12 | Cito | PT. Cobra Dental Indonesia ( Pusat ) | PT. Cobra Dental Indonesia Cab Pejaten | Door Gasket (Tanda) | 5940.SS024 | 3
C037.071608.FPB | 2024-12-26 | 12 | Cito | PT. Cobra Dental Indonesia ( Pusat ) | PT. Cobra Dental Indonesia Cab Pejaten | Drainage Pipe | 5876.LS05168 | 4
C037.071608.FPB | 2024-12-26 | 12 | Cito | PT. Cobra Dental Indonesia ( Pusat ) | PT. Cobra Dental Indonesia Cab Pejaten | POWER EXTENSION CABLE | 51500 | 2
C037.071608.FPB | 2024-12-26 | 12 | Cito | PT. Cobra Dental Indonesia ( Pusat ) | PT. Cobra Dental Indonesia Cab Pejaten | program controller | 51399 | 3
C037.071608.FPB | 2024-12-26 | 12 | Cito | PT. Cobra Dental Indonesia ( Pusat ) | PT. Cobra Dental Indonesia Cab Pejaten | Intraoral Camera Cable For DA 500 | 51333 | 4
C037.071608.FPB | 2024-12-26 | 12 | Cito | PT. Cobra Dental Indonesia ( Pusat ) | PT. Cobra Dental Indonesia Cab Pejaten | Single Air Switch CX-219 | 51034 | 10
C037.071608.FPB | 2024-12-26 | 12 | Cito | PT. Cobra Dental Indonesia ( Pusat ) | PT. Cobra Dental Indonesia Cab Pejaten | Strong Sucking Valve CX-089 | 51024 | 1
C037.071608.FPB | 2024-12-26 | 12 | Cito | PT. Cobra Dental Indonesia ( Pusat ) | PT. Cobra Dental Indonesia Cab Pejaten | Air Switch CX-082 | 51016 | 2
C037.071608.FPB | 2024-12-26 | 12 | Cito | PT. Cobra Dental Indonesia ( Pusat ) | PT. Cobra Dental Indonesia Cab Pejaten | Strong/Weak Sucking Pipe (set) CX-045 | 51002 | 5
C037.071608.FPB | 2024-12-26 | 12 | Cito | PT. Cobra Dental Indonesia ( Pusat ) | PT. Cobra Dental Indonesia Cab Pejaten | POWER EXTENSION CABLE | 51500 | 2
C037.071608.FPB | 2024-12-26 | 12 | Cito | PT. Cobra Dental Indonesia ( Pusat ) | PT. Cobra Dental Indonesia Cab Pejaten | Intraoral Camera Cable For DA 500 | 51333 | 4
C037.071608.FPB | 2024-12-26 | 12 | Cito | PT. Cobra Dental Indonesia ( Pusat ) | PT. Cobra Dental Indonesia Cab Pejaten | Door Gasket (Tanda) | 5940.SS024 | 3
C037.071608.FPB | 2024-12-26 | 12 | Cito | PT. Cobra Dental Indonesia ( Pusat ) | PT. Cobra Dental Indonesia Cab Pejaten | program controller | 51399 | 3
C037.071608.FPB | 2024-12-26 | 12 | Cito | PT. Cobra Dental Indonesia ( Pusat ) | PT. Cobra Dental Indonesia Cab Pejaten | Drainage Pipe | 5876.LS05168 | 5
C037.071608.FPB | 2024-12-26 | 12 | Cito | PT. Cobra Dental Indonesia ( Pusat ) | PT. Cobra Dental Indonesia Cab Pejaten | Air Filter | 5811.LS05066 | 5
C037.071608.FPB | 2024-12-26 | 12 | Cito | PT. Cobra Dental Indonesia ( Pusat ) | PT. Cobra Dental Indonesia Cab Pejaten | Strong Sucking Valve CX-089 | 51024 | 2
C037.071608.FPB | 2024-12-26 | 12 | Cito | PT. Cobra Dental Indonesia ( Pusat ) | PT. Cobra Dental Indonesia Cab Pejaten | Single Air Switch CX-219 | 51034 | 10
C037.071608.FPB | 2024-12-26 | 12 | Cito | PT. Cobra Dental Indonesia ( Pusat ) | PT. Cobra Dental Indonesia Cab Pejaten | Air Switch CX-082 | 51016 | 2
C037.071608.FPB | 2024-12-26 | 12 | Cito | PT. Cobra Dental Indonesia ( Pusat ) | PT. Cobra Dental Indonesia Cab Pejaten | Strong/Weak Sucking Pipe (set) CX-045 | 51002 | 5
C037.070152.FPB | 2024-12-03 | 12 | Cito | PT. Cobra Dental Indonesia ( Pusat ) | PT. Cobra Dental Indonesia Cab Pejaten | TANZO Classic Display PCB 2.0 | 51546 | 1
C037.070152.FPB | 2024-12-03 | 12 | Cito | PT. Cobra Dental Indonesia ( Pusat ) | PT. Cobra Dental Indonesia Cab Pejaten | TANZO Classic Display PCB 2.0 | 51546 | 1
C037.070152.FPB | 2024-12-03 | 12 | Cito | PT. Cobra Dental Indonesia ( Pusat ) | PT. Cobra Dental Indonesia Cab Pejaten | TANDA Display PCB | 51289.12.02.0074 | 1
C013.070215.FPB | 2024-12-04 | 12 | Reguler | PT. Cobra Dental Indonesia ( Pusat ) | PT Cobra Dental Indonesia Cab Bandung | Water Quality Sensor | 5852.BS11005 | 1
C013.070215.FPB | 2024-12-04 | 12 | Reguler | PT. Cobra Dental Indonesia ( Pusat ) | PT Cobra Dental Indonesia Cab Bandung | Dental Low Speed CX235 S-2A/Straight Handpiece | 51150.S-2A | 5
C013.070215.FPB | 2024-12-04 | 12 | Reguler | PT. Cobra Dental Indonesia ( Pusat ) | PT Cobra Dental Indonesia Cab Bandung | Dental Low Speed CX235 C1-2/Contra Angle Handpiece | 51150.C1-2 | 5
C013.070215.FPB | 2024-12-04 | 12 | Reguler | PT. Cobra Dental Indonesia ( Pusat ) | PT Cobra Dental Indonesia Cab Bandung | Dental Low Speed CX235 S-2A/Straight Handpiece | 51150.S-2A | 5
C013.070215.FPB | 2024-12-04 | 12 | Reguler | PT. Cobra Dental Indonesia ( Pusat ) | PT Cobra Dental Indonesia Cab Bandung | Dental Low Speed CX235 C1-2/Contra Angle Handpiece | 51150.C1-2 | 5
C013.070215.FPB | 2024-12-04 | 12 | Reguler | PT. Cobra Dental Indonesia ( Pusat ) | PT Cobra Dental Indonesia Cab Bandung | Water Quality Sensor | 5852.BS11005 | 1
C025.071088.FPB | 2024-12-18 | 12 | Dental Unit | PT. Cobra Dental Indonesia ( Pusat ) | PT Cobra Dental Indonesia Cab Yogyakarta - GAMA | Smartpad System | 51152 | 1
C001.071880.FPB | 2024-12-30 | 12 | Cito | PT. Cobra Dental Indonesia ( Pusat ) | PT Cobra Dental Indonesia Cab Yogyakarta | Pull Down Water Exchange Switch CX-087 | 51021 | 1
C001.071880.FPB | 2024-12-30 | 12 | Cito | PT. Cobra Dental Indonesia ( Pusat ) | PT Cobra Dental Indonesia Cab Yogyakarta | Up Motor N4000 CX-060 | 5987 | 1
C001.071880.FPB | 2024-12-30 | 12 | Cito | PT. Cobra Dental Indonesia ( Pusat ) | PT Cobra Dental Indonesia Cab Yogyakarta | Up Motor N4000 CX-060 | 5987 | 1
C001.071880.FPB | 2024-12-30 | 12 | Cito | PT. Cobra Dental Indonesia ( Pusat ) | PT Cobra Dental Indonesia Cab Yogyakarta | Pull Down Water Exchange Switch CX-087 | 51021 | 1